ML_DWP1199 | Monoblock Pumps | Mono Block Pump Set with CI body, SS shaft and SS Impeller, 40m Head, 426LPM 7.5HP with starter & control panel |  |  | nos
ML_DWP1200 | Monoblock Pumps | Mono Block Pump Set with CI body, Carbon steel shaft and CI Impeller, 44m Head, 282LPM 7.5HP with starter & control panel |  |  | nos
ML_DWP1201 | Monoblock Pumps | Mono Block Pump Set with CI body, Carbon steel shaft and Bronze Impeller, 44m Head, 282LPM 7.5HP with starter & control panel |  |  | nos
ML_DWP1202 | Monoblock Pumps | Mono Block Pump Set with CI body, Carbon steel shaft and SS Impeller, 44m Head, 282LPM 7.5HP with starter & control panel |  |  | nos
ML_DWP1203 | Monoblock Pumps | Mono Block Pump Set with CI body, SS shaft and CI Impeller, 44m Head, 282LPM 7.5HP with starter & control panel |  |  | nos
ML_DWP1204 | Monoblock Pumps | Mono Block Pump Set with CI body, SS shaft and Bronze Impeller, 44m Head, 282LPM 7.5HP with starter & control panel |  |  | nos
ML_DWP1205 | Monoblock Pumps | Mono Block Pump Set with CI body, SS shaft and SS Impeller, 44m Head, 282LPM 7.5HP with starter & control panel |  |  | nos
ML_DWP1207 | Monoblock Pumps | Mono Block Pump Set with CI body, Carbon steel shaft and CI Impeller, 32m Head, 516LPM 7.5HP with starter & control panel |  |  | nos
ML_DWP1208 | Monoblock Pumps | Mono Block Pump Set with CI body, Carbon steel shaft and Bronze Impeller, 32m Head, 516LPM 7.5HP with starter & control panel |  |  | nos
ML_DWP1209 | Monoblock Pumps | Mono Block Pump Set with CI body, Carbon steel shaft and SS Impeller, 32m Head, 516LPM 7.5HP with starter & control panel |  |  | nos
ML_DWP1210 | Monoblock Pumps | Mono Block Pump Set with CI body, SS shaft and CI Impeller, 32m Head, 516LPM 7.5HP with starter & control panel |  |  | nos
ML_DWP1211 | Monoblock Pumps | Mono Block Pump Set with CI body, SS shaft and Bronze Impeller, 32m Head, 516LPM 7.5HP with starter & control panel |  |  | nos
ML_DWP1212 | Monoblock Pumps | Mono Block Pump Set with CI body, SS shaft and SS Impeller, 32m Head, 516LPM 7.5HP with starter & control panel |  |  | nos
ML_DWP1213 | Monoblock Pumps | Mono Block Pump Set with CI body, Carbon steel shaft and CI Impeller, 36m Head, 486LPM 7.5HP with starter & control panel |  |  | nos
ML_DWP1214 | Monoblock Pumps | Mono Block Pump Set with CI body, Carbon steel shaft and Bronze Impeller, 36m Head, 486LPM 7.5HP with starter & control panel |  |  | nos
ML_DWP1215 | Monoblock Pumps | Mono Block Pump Set with CI body, Carbon steel shaft and SS Impeller, 36m Head, 486LPM 7.5HP with starter & control panel |  |  | nos
ML_DWP1216 | Monoblock Pumps | Mono Block Pump Set with CI body, SS shaft and CI Impeller, 36m Head, 486LPM 7.5HP with starter & control panel |  |  | nos
ML_DWP1217 | Monoblock Pumps | Mono Block Pump Set with CI body, SS shaft and Bronze Impeller, 36m Head, 486LPM 7.5HP with starter & control panel |  |  | nos
ML_DWP1218 | Monoblock Pumps | Mono Block Pump Set with CI body, SS shaft and SS Impeller, 36m Head, 486LPM 7.5HP with starter & control panel |  |  | nos
ML_DWP1219 | Monoblock Pumps | Mono Block Pump Set with CI body, Carbon steel shaft and CI Impeller, 40m Head, 450LPM 7.5HP with starter & control panel |  |  | nos
ML_DWP1220 | Monoblock Pumps | Mono Block Pump Set with CI body, Carbon steel shaft and Bronze Impeller, 40m Head, 450LPM 7.5HP with starter & control panel |  |  | nos
ML_DWP1221 | Monoblock Pumps | Mono Block Pump Set with CI body, Carbon steel shaft and SS Impeller, 40m Head, 450LPM 7.5HP with starter & control panel |  |  | nos
ML_DWP1222 | Monoblock Pumps | Mono Block Pump Set with CI body, SS shaft and CI Impeller, 40m Head, 450LPM 7.5HP with starter & control panel |  |  | nos
ML_DWP1223 | Monoblock Pumps | Mono Block Pump Set with CI body, SS shaft and Bronze Impeller, 40m Head, 450LPM 7.5HP with starter & control panel |  |  | nos
ML_DWP1224 | Monoblock Pumps | Mono Block Pump Set with CI body, SS shaft and SS Impeller, 40m Head, 450LPM 7.5HP with starter & control panel |  |  | nos
ML_DWP1225 | Monoblock Pumps | Mono Block Pump Set with CI body, Carbon steel shaft and CI Impeller, 44m Head, 408LPM 7.5HP with starter & control panel |  |  | nos
ML_DWP1226 | Monoblock Pumps | Mono Block Pump Set with CI body, Carbon steel shaft and Bronze Impeller, 44m Head, 408LPM 7.5HP with starter & control panel |  |  | nos
ML_DWP1227 | Monoblock Pumps | Mono Block Pump Set with CI body, Carbon steel shaft and SS Impeller, 44m Head, 408LPM 7.5HP with starter & control panel |  |  | nos
ML_DWP1228 | Monoblock Pumps | Mono Block Pump Set with CI body, SS shaft and CI Impeller, 44m Head, 408LPM 7.5HP with starter & control panel |  |  | nos
ML_DWP1229 | Monoblock Pumps | Mono Block Pump Set with CI body, SS shaft and Bronze Impeller, 44m Head, 408LPM 7.5HP with starter & control panel |  |  | nos
ML_DWP1230 | Monoblock Pumps | Mono Block Pump Set with CI body, SS shaft and SS Impeller, 44m Head, 408LPM 7.5HP with starter & control panel |  |  | nos
ML_DWP1231 | Monoblock Pumps | Mono Block Pump Set with CI body, Carbon steel shaft and CI Impeller, 48m Head, 354LPM 7.5HP with starter & control panel |  |  | nos
ML_DWP1232 | Monoblock Pumps | Mono Block Pump Set with CI body, Carbon steel shaft and Bronze Impeller, 48m Head, 354LPM 7.5HP with starter & control panel |  |  | nos
ML_DWP1233 | Monoblock Pumps | Mono Block Pump Set with CI body, Carbon steel shaft and SS Impeller, 48m Head, 354LPM 7.5HP with starter & control panel |  |  | nos
ML_DWP1234 | Monoblock Pumps | Mono Block Pump Set with CI body, SS shaft and CI Impeller, 48m Head, 354LPM 7.5HP with starter & control panel |  |  | nos
ML_DWP1235 | Monoblock Pumps | Mono Block Pump Set with CI body, SS shaft and Bronze Impeller, 48m Head, 354LPM 7.5HP with starter & control panel |  |  | nos
ML_DWP1236 | Monoblock Pumps | Mono Block Pump Set with CI body, SS shaft and SS Impeller, 48m Head, 354LPM 7.5HP with starter & control panel |  |  | nos
ML_DWP1237 | Monoblock Pumps | Mono Block Pump Set with CI body, Carbon steel shaft and CI Impeller, 52m Head, 270LPM 7.5HP with starter & control panel |  |  | nos
ML_DWP1238 | Monoblock Pumps | Mono Block Pump Set with CI body, Carbon steel shaft and Bronze Impeller, 52m Head, 270LPM 7.5HP with starter & control panel |  |  | nos
ML_DWP1239 | Monoblock Pumps | Mono Block Pump Set with CI body, Carbon steel shaft and SS Impeller, 52m Head, 270LPM 7.5HP with starter & control panel |  |  | nos
ML_DWP1240 | Monoblock Pumps | Mono Block Pump Set with CI body, SS shaft and CI Impeller, 52m Head, 270LPM 7.5HP with starter & control panel |  |  | nos
ML_DWP1241 | Monoblock Pumps | Mono Block Pump Set with CI body, SS shaft and Bronze Impeller, 52m Head, 270LPM 7.5HP with starter & control panel |  |  | nos
ML_DWP1242 | Monoblock Pumps | Mono Block Pump Set with CI body, SS shaft and SS Impeller, 52m Head, 270LPM 7.5HP with starter & control panel |  |  | nos
ML_DWP1243 | Monoblock Pumps | Mono Block Pump Set with CI body, Carbon steel shaft and CI Impeller, 12m Head, 1920LPM 10HP with starter & control panel |  |  | nos
ML_DWP1244 | Monoblock Pumps | Mono Block Pump Set with CI body, Carbon steel shaft and Bronze Impeller, 12m Head, 1920LPM 10HP with starter & control panel |  |  | nos
ML_DWP1245 | Monoblock Pumps | Mono Block Pump Set with CI body, Carbon steel shaft and SS Impeller, 12m Head, 1920LPM 10HP with starter & control panel |  |  | nos
ML_DWP1246 | Monoblock Pumps | Mono Block Pump Set with CI body, SS shaft and CI Impeller, 12m Head, 1920LPM 10HP with starter & control panel |  |  | nos
ML_DWP1247 | Monoblock Pumps | Mono Block Pump Set with CI body, SS shaft and Bronze Impeller, 12m Head, 1920LPM 10HP with starter & control panel |  |  | nos
ML_DWP1248 | Monoblock Pumps | Mono Block Pump Set with CI body, SS shaft and SS Impeller, 12m Head, 1920LPM 10HP with starter & control panel |  |  | nos
ML_DWP1249 | Monoblock Pumps | Mono Block Pump Set with CI body, Carbon steel shaft and CI Impeller, 14m Head, 1860LPM 10HP with starter & control panel |  |  | nos
ML_DWP1250 | Monoblock Pumps | Mono Block Pump Set with CI body, Carbon steel shaft and Bronze Impeller, 14m Head, 1860LPM 10HP with starter & control panel |  |  | nos
ML_DWP1251 | Monoblock Pumps | Mono Block Pump Set with CI body, Carbon steel shaft and SS Impeller, 14m Head, 1860LPM 10HP with starter & control panel |  |  | nos
ML_DWP1252 | Monoblock Pumps | Mono Block Pump Set with CI body, SS shaft and CI Impeller, 14m Head, 1860LPM 10HP with starter & control panel |  |  | nos
ML_DWP1253 | Monoblock Pumps | Mono Block Pump Set with CI body, SS shaft and Bronze Impeller, 14m Head, 1860LPM 10HP with starter & control panel |  |  | nos
ML_DWP1254 | Monoblock Pumps | Mono Block Pump Set with CI body, SS shaft and SS Impeller, 14m Head, 1860LPM 10HP with starter & control panel |  |  | nos
ML_DWP1255 | Monoblock Pumps | Mono Block Pump Set with CI body, Carbon steel shaft and CI Impeller, 16m Head, 1788LPM 10HP with starter & control panel |  |  | nos
ML_DWP1256 | Monoblock Pumps | Mono Block Pump Set with CI body, Carbon steel shaft and Bronze Impeller, 16m Head, 1788LPM 10HP with starter & control panel |  |  | nos
ML_DWP1257 | Monoblock Pumps | Mono Block Pump Set with CI body, Carbon steel shaft and SS Impeller, 16m Head, 1788LPM 10HP with starter & control panel |  |  | nos
ML_DWP1258 | Monoblock Pumps | Mono Block Pump Set with CI body, SS shaft and CI Impeller, 16m Head, 1788LPM 10HP with starter & control panel |  |  | nos
ML_DWP1259 | Monoblock Pumps | Mono Block Pump Set with CI body, SS shaft and Bronze Impeller, 16m Head, 1788LPM 10HP with starter & control panel |  |  | nos
ML_DWP1260 | Monoblock Pumps | Mono Block Pump Set with CI body, SS shaft and SS Impeller, 16m Head, 1788LPM 10HP with starter & control panel |  |  | nos
ML_DWP1261 | Monoblock Pumps | Mono Block Pump Set with CI body, Carbon steel shaft and CI Impeller, 18m Head, 1710LPM 10HP with starter & control panel |  |  | nos
ML_DWP1262 | Monoblock Pumps | Mono Block Pump Set with CI body, Carbon steel shaft and Bronze Impeller, 18m Head, 1710LPM 10HP with starter & control panel |  |  | nos
ML_DWP1263 | Monoblock Pumps | Mono Block Pump Set with CI body, Carbon steel shaft and SS Impeller, 18m Head, 1710LPM 10HP with starter & control panel |  |  | nos
ML_DWP1264 | Monoblock Pumps | Mono Block Pump Set with CI body, SS shaft and CI Impeller, 18m Head, 1710LPM 10HP with starter & control panel |  |  | nos
ML_DWP1265 | Monoblock Pumps | Mono Block Pump Set with CI body, SS shaft and Bronze Impeller, 18m Head, 1710LPM 10HP with starter & control panel |  |  | nos
ML_DWP1266 | Monoblock Pumps | Mono Block Pump Set with CI body, SS shaft and SS Impeller, 18m Head, 1710LPM 10HP with starter & control panel |  |  | nos
ML_DWP1267 | Monoblock Pumps | Mono Block Pump Set with CI body, Carbon steel shaft and CI Impeller, 20m Head, 1620LPM 10HP with starter & control panel |  |  | nos
ML_DWP1268 | Monoblock Pumps | Mono Block Pump Set with CI body, Carbon steel shaft and Bronze Impeller, 20m Head, 1620LPM 10HP with starter & control panel |  |  | nos
ML_DWP1269 | Monoblock Pumps | Mono Block Pump Set with CI body, Carbon steel shaft and SS Impeller, 20m Head, 1620LPM 10HP with starter & control panel |  |  | nos
ML_DWP1270 | Monoblock Pumps | Mono Block Pump Set with CI body, SS shaft and CI Impeller, 20m Head, 1620LPM 10HP with starter & control panel |  |  | nos
ML_DWP1271 | Monoblock Pumps | Mono Block Pump Set with CI body, SS shaft and Bronze Impeller, 20m Head, 1620LPM 10HP with starter & control panel |  |  | nos
ML_DWP1272 | Monoblock Pumps | Mono Block Pump Set with CI body, SS shaft and SS Impeller, 20m Head, 1620LPM 10HP with starter & control panel |  |  | nos
ML_DWP1273 | Monoblock Pumps | Mono Block Pump Set with CI body, Carbon steel shaft and CI Impeller, 22m Head, 1500LPM 10HP with starter & control panel |  |  | nos
ML_DWP1274 | Monoblock Pumps | Mono Block Pump Set with CI body, Carbon steel shaft and Bronze Impeller, 22m Head, 1500LPM 10HP with starter & control panel |  |  | nos
ML_DWP1275 | Monoblock Pumps | Mono Block Pump Set with CI body, Carbon steel shaft and SS Impeller, 22m Head, 1500LPM 10HP with starter & control panel |  |  | nos
ML_DWP1276 | Monoblock Pumps | Mono Block Pump Set with CI body, SS shaft and CI Impeller, 22m Head, 1500LPM 10HP with starter & control panel |  |  | nos
ML_DWP1277 | Monoblock Pumps | Mono Block Pump Set with CI body, SS shaft and Bronze Impeller, 22m Head, 1500LPM 10HP with starter & control panel |  |  | nos
ML_DWP1278 | Monoblock Pumps | Mono Block Pump Set with CI body, SS shaft and SS Impeller, 22m Head, 1500LPM 10HP with starter & control panel |  |  | nos
ML_DWP1279 | Monoblock Pumps | Mono Block Pump Set with CI body, Carbon steel shaft and CI Impeller, 24m Head, 1410LPM 10HP with starter & control panel |  |  | nos
ML_DWP1280 | Monoblock Pumps | Mono Block Pump Set with CI body, Carbon steel shaft and Bronze Impeller, 24m Head, 1410LPM 10HP with starter & control panel |  |  | nos
ML_DWP1281 | Monoblock Pumps | Mono Block Pump Set with CI body, Carbon steel shaft and SS Impeller, 24m Head, 1410LPM 10HP with starter & control panel |  |  | nos
ML_DWP1282 | Monoblock Pumps | Mono Block Pump Set with CI body, SS shaft and CI Impeller, 24m Head, 1410LPM 10HP with starter & control panel |  |  | nos
ML_DWP1283 | Monoblock Pumps | Mono Block Pump Set with CI body, SS shaft and Bronze Impeller, 24m Head, 1410LPM 10HP with starter & control panel |  |  | nos
ML_DWP1284 | Monoblock Pumps | Mono Block Pump Set with CI body, SS shaft and SS Impeller, 24m Head, 1410LPM 10HP with starter & control panel |  |  | nos
ML_DWP1285 | Monoblock Pumps | Mono Block Pump Set with CI body, Carbon steel shaft and CI Impeller, 26m Head, 1260LPM 10HP with starter & control panel |  |  | nos
ML_DWP1286 | Monoblock Pumps | Mono Block Pump Set with CI body, Carbon steel shaft and Bronze Impeller, 26m Head, 1260LPM 10HP with starter & control panel |  |  | nos
ML_DWP1287 | Monoblock Pumps | Mono Block Pump Set with CI body, Carbon steel shaft and SS Impeller, 26m Head, 1260LPM 10HP with starter & control panel |  |  | nos
ML_DWP1288 | Monoblock Pumps | Mono Block Pump Set with CI body, SS shaft and CI Impeller, 26m Head, 1260LPM 10HP with starter & control panel |  |  | nos
ML_DWP1289 | Monoblock Pumps | Mono Block Pump Set with CI body, SS shaft and Bronze Impeller, 26m Head, 1260LPM 10HP with starter & control panel |  |  | nos
ML_DWP1290 | Monoblock Pumps | Mono Block Pump Set with CI body, SS shaft and SS Impeller, 26m Head, 1260LPM 10HP with starter & control panel |  |  | nos
ML_DWP1291 | Monoblock Pumps | Mono Block Pump Set with CI body, Carbon steel shaft and CI Impeller, 28m Head, 1080LPM 10HP with starter & control panel |  |  | nos
ML_DWP1292 | Monoblock Pumps | Mono Block Pump Set with CI body, Carbon steel shaft and Bronze Impeller, 28m Head, 1080LPM 10HP with starter & control panel |  |  | nos
ML_DWP1293 | Monoblock Pumps | Mono Block Pump Set with CI body, Carbon steel shaft and SS Impeller, 28m Head, 1080LPM 10HP with starter & control panel |  |  | nos
ML_DWP1294 | Monoblock Pumps | Mono Block Pump Set with CI body, SS shaft and CI Impeller, 28m Head, 1080LPM 10HP with starter & control panel |  |  | nos
ML_DWP1295 | Monoblock Pumps | Mono Block Pump Set with CI body, SS shaft and Bronze Impeller, 28m Head, 1080LPM 10HP with starter & control panel |  |  | nos
ML_DWP1296 | Monoblock Pumps | Mono Block Pump Set with CI body, SS shaft and SS Impeller, 28m Head, 1080LPM 10HP with starter & control panel |  |  | nos
ML_DWP1297 | Monoblock Pumps | Mono Block Pump Set with CI body, Carbon steel shaft and CI Impeller, 10m Head, 1410LPM 10HP with starter & control panel |  |  | nos
ML_DWP1298 | Monoblock Pumps | Mono Block Pump Set with CI body, Carbon steel shaft and Bronze Impeller, 10m Head, 1410LPM 10HP with starter & control panel |  |  | nos
ML_DWP1299 | Monoblock Pumps | Mono Block Pump Set with CI body, Carbon steel shaft and SS Impeller, 10m Head, 1410LPM 10HP with starter & control panel |  |  | nos
ML_DWP1300 | Monoblock Pumps | Mono Block Pump Set with CI body, SS shaft and CI Impeller, 10m Head, 1410LPM 10HP with starter & control panel |  |  | nos
ML_DWP1301 | Monoblock Pumps | Mono Block Pump Set with CI body, SS shaft and Bronze Impeller, 10m Head, 1410LPM 10HP with starter & control panel |  |  | nos
ML_DWP1302 | Monoblock Pumps | Mono Block Pump Set with CI body, SS shaft and SS Impeller, 10m Head, 1410LPM 10HP with starter & control panel |  |  | nos
ML_DWP1303 | Monoblock Pumps | Mono Block Pump Set with CI body, Carbon steel shaft and CI Impeller, 12m Head, 1380LPM 10HP with starter & control panel |  |  | nos
ML_DWP1304 | Monoblock Pumps | Mono Block Pump Set with CI body, Carbon steel shaft and Bronze Impeller, 12m Head, 1380LPM 10HP with starter & control panel |  |  | nos
ML_DWP1305 | Monoblock Pumps | Mono Block Pump Set with CI body, Carbon steel shaft and SS Impeller, 12m Head, 1380LPM 10HP with starter & control panel |  |  | nos
ML_DWP1306 | Monoblock Pumps | Mono Block Pump Set with CI body, SS shaft and CI Impeller, 12m Head, 1380LPM 10HP with starter & control panel |  |  | nos
ML_DWP1307 | Monoblock Pumps | Mono Block Pump Set with CI body, SS shaft and Bronze Impeller, 12m Head, 1380LPM 10HP with starter & control panel |  |  | nos
ML_DWP1308 | Monoblock Pumps | Mono Block Pump Set with CI body, SS shaft and SS Impeller, 12m Head, 1380LPM 10HP with starter & control panel |  |  | nos
ML_DWP1309 | Monoblock Pumps | Mono Block Pump Set with CI body, Carbon steel shaft and CI Impeller, 14m Head, 1356LPM 10HP with starter & control panel |  |  | nos
ML_DWP1310 | Monoblock Pumps | Mono Block Pump Set with CI body, Carbon steel shaft and Bronze Impeller, 14m Head, 1356LPM 10HP with starter & control panel |  |  | nos
ML_DWP1311 | Monoblock Pumps | Mono Block Pump Set with CI body, Carbon steel shaft and SS Impeller, 14m Head, 1356LPM 10HP with starter & control panel |  |  | nos
ML_DWP1312 | Monoblock Pumps | Mono Block Pump Set with CI body, SS shaft and CI Impeller, 14m Head, 1356LPM 10HP with starter & control panel |  |  | nos
ML_DWP1313 | Monoblock Pumps | Mono Block Pump Set with CI body, SS shaft and Bronze Impeller, 14m Head, 1356LPM 10HP with starter & control panel |  |  | nos
ML_DWP1314 | Monoblock Pumps | Mono Block Pump Set with CI body, SS shaft and SS Impeller, 14m Head, 1356LPM 10HP with starter & control panel |  |  | nos
ML_DWP1315 | Monoblock Pumps | Mono Block Pump Set with CI body, Carbon steel shaft and CI Impeller, 16m Head, 1332LPM 10HP with starter & control panel |  |  | nos
ML_DWP1316 | Monoblock Pumps | Mono Block Pump Set with CI body, Carbon steel shaft and Bronze Impeller, 16m Head, 1332LPM 10HP with starter & control panel |  |  | nos
ML_DWP1317 | Monoblock Pumps | Mono Block Pump Set with CI body, Carbon steel shaft and SS Impeller, 16m Head, 1332LPM 10HP with starter & control panel |  |  | nos
ML_DWP1318 | Monoblock Pumps | Mono Block Pump Set with CI body, SS shaft and CI Impeller, 16m Head, 1332LPM 10HP with starter & control panel |  |  | nos
ML_DWP1319 | Monoblock Pumps | Mono Block Pump Set with CI body, SS shaft and Bronze Impeller, 16m Head, 1332LPM 10HP with starter & control panel |  |  | nos
ML_DWP1320 | Monoblock Pumps | Mono Block Pump Set with CI body, SS shaft and SS Impeller, 16m Head, 1332LPM 10HP with starter & control panel |  |  | nos
ML_DWP1321 | Monoblock Pumps | Mono Block Pump Set with CI body, Carbon steel shaft and CI Impeller, 18m Head, 1296LPM 10HP with starter & control panel |  |  | nos
ML_DWP1322 | Monoblock Pumps | Mono Block Pump Set with CI body, Carbon steel shaft and Bronze Impeller, 18m Head, 1296LPM 10HP with starter & control panel |  |  | nos
ML_DWP1323 | Monoblock Pumps | Mono Block Pump Set with CI body, Carbon steel shaft and SS Impeller, 18m Head, 1296LPM 10HP with starter & control panel |  |  | nos
ML_DWP1324 | Monoblock Pumps | Mono Block Pump Set with CI body, SS shaft and CI Impeller, 18m Head, 1296LPM 10HP with starter & control panel |  |  | nos
ML_DWP1325 | Monoblock Pumps | Mono Block Pump Set with CI body, SS shaft and Bronze Impeller, 18m Head, 1296LPM 10HP with starter & control panel |  |  | nos
ML_DWP1326 | Monoblock Pumps | Mono Block Pump Set with CI body, SS shaft and SS Impeller, 18m Head, 1296LPM 10HP with starter & control panel |  |  | nos
ML_DWP1327 | Monoblock Pumps | Mono Block Pump Set with CI body, Carbon steel shaft and CI Impeller, 20m Head, 1254LPM 10HP with starter & control panel |  |  | nos
ML_DWP1328 | Monoblock Pumps | Mono Block Pump Set with CI body, Carbon steel shaft and Bronze Impeller, 20m Head, 1254LPM 10HP with starter & control panel |  |  | nos
ML_DWP1329 | Monoblock Pumps | Mono Block Pump Set with CI body, Carbon steel shaft and SS Impeller, 20m Head, 1254LPM 10HP with starter & control panel |  |  | nos
ML_DWP1330 | Monoblock Pumps | Mono Block Pump Set with CI body, SS shaft and CI Impeller, 20m Head, 1254LPM 10HP with starter & control panel |  |  | nos
ML_DWP1331 | Monoblock Pumps | Mono Block Pump Set with CI body, SS shaft and Bronze Impeller, 20m Head, 1254LPM 10HP with starter & control panel |  |  | nos
ML_DWP1332 | Monoblock Pumps | Mono Block Pump Set with CI body, SS shaft and SS Impeller, 20m Head, 1254LPM 10HP with starter & control panel |  |  | nos
ML_DWP1333 | Monoblock Pumps | Mono Block Pump Set with CI body, Carbon steel shaft and CI Impeller, 22m Head, 1221LPM 10HP with starter & control panel |  |  | nos
ML_DWP1334 | Monoblock Pumps | Mono Block Pump Set with CI body, Carbon steel shaft and Bronze Impeller, 22m Head, 1221LPM 10HP with starter & control panel |  |  | nos
ML_DWP1335 | Monoblock Pumps | Mono Block Pump Set with CI body, Carbon steel shaft and SS Impeller, 22m Head, 1221LPM 10HP with starter & control panel |  |  | nos
ML_DWP1336 | Monoblock Pumps | Mono Block Pump Set with CI body, SS shaft and CI Impeller, 22m Head, 1221LPM 10HP with starter & control panel |  |  | nos
ML_DWP1337 | Monoblock Pumps | Mono Block Pump Set with CI body, SS shaft and Bronze Impeller, 22m Head, 1221LPM 10HP with starter & control panel |  |  | nos
ML_DWP1338 | Monoblock Pumps | Mono Block Pump Set with CI body, SS shaft and SS Impeller, 22m Head, 1221LPM 10HP with starter & control panel |  |  | nos
ML_DWP1339 | Monoblock Pumps | Mono Block Pump Set with CI body, Carbon steel shaft and CI Impeller, 24m Head, 1170LPM 10HP with starter & control panel |  |  | nos
ML_DWP1340 | Monoblock Pumps | Mono Block Pump Set with CI body, Carbon steel shaft and Bronze Impeller, 24m Head, 1170LPM 10HP with starter & control panel |  |  | nos
ML_DWP1341 | Monoblock Pumps | Mono Block Pump Set with CI body, Carbon steel shaft and SS Impeller, 24m Head, 1170LPM 10HP with starter & control panel |  |  | nos
ML_DWP1342 | Monoblock Pumps | Mono Block Pump Set with CI body, SS shaft and CI Impeller, 24m Head, 1170LPM 10HP with starter & control panel |  |  | nos
ML_DWP1343 | Monoblock Pumps | Mono Block Pump Set with CI body, SS shaft and Bronze Impeller, 24m Head, 1170LPM 10HP with starter & control panel |  |  | nos
ML_DWP1344 | Monoblock Pumps | Mono Block Pump Set with CI body, SS shaft and SS Impeller, 24m Head, 1170LPM 10HP with starter & control panel |  |  | nos
ML_DWP1345 | Monoblock Pumps | Mono Block Pump Set with CI body, Carbon steel shaft and CI Impeller, 26m Head, 1125LPM 10HP with starter & control panel |  |  | nos
ML_DWP1346 | Monoblock Pumps | Mono Block Pump Set with CI body, Carbon steel shaft and Bronze Impeller, 26m Head, 1125LPM 10HP with starter & control panel |  |  | nos
ML_DWP1347 | Monoblock Pumps | Mono Block Pump Set with CI body, Carbon steel shaft and SS Impeller, 26m Head, 1125LPM 10HP with starter & control panel |  |  | nos
ML_DWP1348 | Monoblock Pumps | Mono Block Pump Set with CI body, SS shaft and CI Impeller, 26m Head, 1125LPM 10HP with starter & control panel |  |  | nos
ML_DWP1349 | Monoblock Pumps | Mono Block Pump Set with CI body, SS shaft and Bronze Impeller, 26m Head, 1125LPM 10HP with starter & control panel |  |  | nos
ML_DWP1350 | Monoblock Pumps | Mono Block Pump Set with CI body, SS shaft and SS Impeller, 26m Head, 1125LPM 10HP with starter & control panel |  |  | nos
ML_DWP1351 | Monoblock Pumps | Mono Block Pump Set with CI body, Carbon steel shaft and CI Impeller, 28m Head, 1074LPM 10HP with starter & control panel |  |  | nos
ML_DWP1352 | Monoblock Pumps | Mono Block Pump Set with CI body, Carbon steel shaft and Bronze Impeller, 28m Head, 1074LPM 10HP with starter & control panel |  |  | nos
ML_DWP1353 | Monoblock Pumps | Mono Block Pump Set with CI body, Carbon steel shaft and SS Impeller, 28m Head, 1074LPM 10HP with starter & control panel |  |  | nos
ML_DWP1354 | Monoblock Pumps | Mono Block Pump Set with CI body, SS shaft and CI Impeller, 28m Head, 1074LPM 10HP with starter & control panel |  |  | nos
ML_DWP1355 | Monoblock Pumps | Mono Block Pump Set with CI body, SS shaft and Bronze Impeller, 28m Head, 1074LPM 10HP with starter & control panel |  |  | nos
ML_DWP1356 | Monoblock Pumps | Mono Block Pump Set with CI body, SS shaft and SS Impeller, 28m Head, 1074LPM 10HP with starter & control panel |  |  | nos
ML_DWP1357 | Monoblock Pumps | Mono Block Pump Set with CI body, Carbon steel shaft and CI Impeller, 30m Head, 1020LPM 10HP with starter & control panel |  |  | nos
ML_DWP1358 | Monoblock Pumps | Mono Block Pump Set with CI body, Carbon steel shaft and Bronze Impeller, 30m Head, 1020LPM 10HP with starter & control panel |  |  | nos
ML_DWP1359 | Monoblock Pumps | Mono Block Pump Set with CI body, Carbon steel shaft and SS Impeller, 30m Head, 1020LPM 10HP with starter & control panel |  |  | nos
ML_DWP1360 | Monoblock Pumps | Mono Block Pump Set with CI body, SS shaft and CI Impeller, 30m Head, 1020LPM 10HP with starter & control panel |  |  | nos
ML_DWP1361 | Monoblock Pumps | Mono Block Pump Set with CI body, SS shaft and Bronze Impeller, 30m Head, 1020LPM 10HP with starter & control panel |  |  | nos
ML_DWP1362 | Monoblock Pumps | Mono Block Pump Set with CI body, SS shaft and SS Impeller, 30m Head, 1020LPM 10HP with starter & control panel |  |  | nos
ML_DWP1363 | Monoblock Pumps | Mono Block Pump Set with CI body, Carbon steel shaft and CI Impeller, 32m Head, 942LPM 10HP with starter & control panel |  |  | nos
ML_DWP1364 | Monoblock Pumps | Mono Block Pump Set with CI body, Carbon steel shaft and Bronze Impeller, 32m Head, 942LPM 10HP with starter & control panel |  |  | nos
ML_DWP1365 | Monoblock Pumps | Mono Block Pump Set with CI body, Carbon steel shaft and SS Impeller, 32m Head, 942LPM 10HP with starter & control panel |  |  | nos
ML_DWP1366 | Monoblock Pumps | Mono Block Pump Set with CI body, SS shaft and CI Impeller, 32m Head, 942LPM 10HP with starter & control panel |  |  | nos
ML_DWP1367 | Monoblock Pumps | Mono Block Pump Set with CI body, SS shaft and Bronze Impeller, 32m Head, 942LPM 10HP with starter & control panel |  |  | nos
ML_DWP1368 | Monoblock Pumps | Mono Block Pump Set with CI body, SS shaft and SS Impeller, 32m Head, 942LPM 10HP with starter & control panel |  |  | nos
ML_DWP1369 | Monoblock Pumps | Mono Block Pump Set with CI body, Carbon steel shaft and CI Impeller, 34m Head, 876LPM 10HP with starter & control panel |  |  | nos
ML_DWP1370 | Monoblock Pumps | Mono Block Pump Set with CI body, Carbon steel shaft and Bronze Impeller, 34m Head, 876LPM 10HP with starter & control panel |  |  | nos
ML_DWP1371 | Monoblock Pumps | Mono Block Pump Set with CI body, Carbon steel shaft and SS Impeller, 34m Head, 876LPM 10HP with starter & control panel |  |  | nos
ML_DWP1372 | Monoblock Pumps | Mono Block Pump Set with CI body, SS shaft and CI Impeller, 34m Head, 876LPM 10HP with starter & control panel |  |  | nos
ML_DWP1373 | Monoblock Pumps | Mono Block Pump Set with CI body, SS shaft and Bronze Impeller, 34m Head, 876LPM 10HP with starter & control panel |  |  | nos
ML_DWP1374 | Monoblock Pumps | Mono Block Pump Set with CI body, SS shaft and SS Impeller, 34m Head, 876LPM 10HP with starter & control panel |  |  | nos
ML_DWP1375 | Monoblock Pumps | Mono Block Pump Set with CI body, Carbon steel shaft and CI Impeller, 36m Head, 804LPM 10HP with starter & control panel |  |  | nos
ML_DWP1376 | Monoblock Pumps | Mono Block Pump Set with CI body, Carbon steel shaft and Bronze Impeller, 36m Head, 804LPM 10HP with starter & control panel |  |  | nos
ML_DWP1377 | Monoblock Pumps | Mono Block Pump Set with CI body, Carbon steel shaft and SS Impeller, 36m Head, 804LPM 10HP with starter & control panel |  |  | nos
ML_DWP1378 | Monoblock Pumps | Mono Block Pump Set with CI body, SS shaft and CI Impeller, 36m Head, 804LPM 10HP with starter & control panel |  |  | nos
ML_DWP1379 | Monoblock Pumps | Mono Block Pump Set with CI body, SS shaft and Bronze Impeller, 36m Head, 804LPM 10HP with starter & control panel |  |  | nos
ML_DWP1380 | Monoblock Pumps | Mono Block Pump Set with CI body, SS shaft and SS Impeller, 36m Head, 804LPM 10HP with starter & control panel |  |  | nos
ML_DWP1381 | Monoblock Pumps | Mono Block Pump Set with CI body, Carbon steel shaft and CI Impeller, 40m Head, 576LPM 10HP with starter & control panel |  |  | nos
ML_DWP1382 | Monoblock Pumps | Mono Block Pump Set with CI body, Carbon steel shaft and Bronze Impeller, 40m Head, 576LPM 10HP with starter & control panel |  |  | nos
ML_DWP1383 | Monoblock Pumps | Mono Block Pump Set with CI body, Carbon steel shaft and SS Impeller, 40m Head, 576LPM 10HP with starter & control panel |  |  | nos
ML_DWP1384 | Monoblock Pumps | Mono Block Pump Set with CI body, SS shaft and CI Impeller, 40m Head, 576LPM 10HP with starter & control panel |  |  | nos
ML_DWP1385 | Monoblock Pumps | Mono Block Pump Set with CI body, SS shaft and Bronze Impeller, 40m Head, 576LPM 10HP with starter & control panel |  |  | nos
ML_DWP1386 | Monoblock Pumps | Mono Block Pump Set with CI body, SS shaft and SS Impeller, 40m Head, 576LPM 10HP with starter & control panel |  |  | nos
ML_DWP1387 | Monoblock Pumps | Mono Block Pump Set with CI body, Carbon steel shaft and CI Impeller, 28m Head, 750LPM 10HP with starter & control panel |  |  | nos
ML_DWP1388 | Monoblock Pumps | Mono Block Pump Set with CI body, Carbon steel shaft and Bronze Impeller, 28m Head, 750LPM 10HP with starter & control panel |  |  | nos
ML_DWP1389 | Monoblock Pumps | Mono Block Pump Set with CI body, Carbon steel shaft and SS Impeller, 28m Head, 750LPM 10HP with starter & control panel |  |  | nos
ML_DWP1390 | Monoblock Pumps | Mono Block Pump Set with CI body, SS shaft and CI Impeller, 28m Head, 750LPM 10HP with starter & control panel |  |  | nos
ML_DWP1391 | Monoblock Pumps | Mono Block Pump Set with CI body, SS shaft and Bronze Impeller, 28m Head, 750LPM 10HP with starter & control panel |  |  | nos
ML_DWP1392 | Monoblock Pumps | Mono Block Pump Set with CI body, SS shaft and SS Impeller, 28m Head, 750LPM 10HP with starter & control panel |  |  | nos
ML_DWP1393 | Monoblock Pumps | Mono Block Pump Set with CI body, Carbon steel shaft and CI Impeller, 32m Head, 720LPM 10HP with starter & control panel |  |  | nos
ML_DWP1394 | Monoblock Pumps | Mono Block Pump Set with CI body, Carbon steel shaft and Bronze Impeller, 32m Head, 720LPM 10HP with starter & control panel |  |  | nos
ML_DWP1395 | Monoblock Pumps | Mono Block Pump Set with CI body, Carbon steel shaft and SS Impeller, 32m Head, 720LPM 10HP with starter & control panel |  |  | nos
ML_DWP1396 | Monoblock Pumps | Mono Block Pump Set with CI body, SS shaft and CI Impeller, 32m Head, 720LPM 10HP with starter & control panel |  |  | nos
ML_DWP1397 | Monoblock Pumps | Mono Block Pump Set with CI body, SS shaft and Bronze Impeller, 32m Head, 720LPM 10HP with starter & control panel |  |  | nos
ML_DWP1398 | Monoblock Pumps | Mono Block Pump Set with CI body, SS shaft and SS Impeller, 32m Head, 720LPM 10HP with starter & control panel |  |  | nos
ML_DWP1399 | Monoblock Pumps | Mono Block Pump Set with CI body, Carbon steel shaft and CI Impeller, 36m Head, 684LPM 10HP with starter & control panel |  |  | nos
ML_DWP1400 | Monoblock Pumps | Mono Block Pump Set with CI body, Carbon steel shaft and Bronze Impeller, 36m Head, 684LPM 10HP with starter & control panel |  |  | nos
ML_DWP1401 | Monoblock Pumps | Mono Block Pump Set with CI body, Carbon steel shaft and SS Impeller, 36m Head, 684LPM 10HP with starter & control panel |  |  | nos
ML_DWP1402 | Monoblock Pumps | Mono Block Pump Set with CI body, SS shaft and CI Impeller, 36m Head, 684LPM 10HP with starter & control panel |  |  | nos
ML_DWP1403 | Monoblock Pumps | Mono Block Pump Set with CI body, SS shaft and Bronze Impeller, 36m Head, 684LPM 10HP with starter & control panel |  |  | nos
ML_DWP1404 | Monoblock Pumps | Mono Block Pump Set with CI body, SS shaft and SS Impeller, 36m Head, 684LPM 10HP with starter & control panel |  |  | nos
ML_DWP1405 | Monoblock Pumps | Mono Block Pump Set with CI body, Carbon steel shaft and CI Impeller, 40m Head, 642LPM 10HP with starter & control panel |  |  | nos
ML_DWP1406 | Monoblock Pumps | Mono Block Pump Set with CI body, Carbon steel shaft and Bronze Impeller, 40m Head, 642LPM 10HP with starter & control panel |  |  | nos
ML_DWP1407 | Monoblock Pumps | Mono Block Pump Set with CI body, Carbon steel shaft and SS Impeller, 40m Head, 642LPM 10HP with starter & control panel |  |  | nos
ML_DWP1408 | Monoblock Pumps | Mono Block Pump Set with CI body, SS shaft and CI Impeller, 40m Head, 642LPM 10HP with starter & control panel |  |  | nos
ML_DWP1409 | Monoblock Pumps | Mono Block Pump Set with CI body, SS shaft and Bronze Impeller, 40m Head, 642LPM 10HP with starter & control panel |  |  | nos
ML_DWP1410 | Monoblock Pumps | Mono Block Pump Set with CI body, SS shaft and SS Impeller, 40m Head, 642LPM 10HP with starter & control panel |  |  | nos
ML_DWP1411 | Monoblock Pumps | Mono Block Pump Set with CI body, Carbon steel shaft and CI Impeller, 44m Head, 576LPM 10HP with starter & control panel |  |  | nos
ML_DWP1412 | Monoblock Pumps | Mono Block Pump Set with CI body, Carbon steel shaft and Bronze Impeller, 44m Head, 576LPM 10HP with starter & control panel |  |  | nos
ML_DWP1413 | Monoblock Pumps | Mono Block Pump Set with CI body, Carbon steel shaft and SS Impeller, 44m Head, 576LPM 10HP with starter & control panel |  |  | nos
ML_DWP1414 | Monoblock Pumps | Mono Block Pump Set with CI body, SS shaft and CI Impeller, 44m Head, 576LPM 10HP with starter & control panel |  |  | nos
ML_DWP1415 | Monoblock Pumps | Mono Block Pump Set with CI body, SS shaft and Bronze Impeller, 44m Head, 576LPM 10HP with starter & control panel |  |  | nos
ML_DWP1416 | Monoblock Pumps | Mono Block Pump Set with CI body, SS shaft and SS Impeller, 44m Head, 576LPM 10HP with starter & control panel |  |  | nos
ML_DWP1417 | Monoblock Pumps | Mono Block Pump Set with CI body, Carbon steel shaft and CI Impeller, 48m Head, 486LPM 10HP with starter & control panel |  |  | nos
ML_DWP1418 | Monoblock Pumps | Mono Block Pump Set with CI body, Carbon steel shaft and Bronze Impeller, 48m Head, 486LPM 10HP with starter & control panel |  |  | nos
ML_DWP1419 | Monoblock Pumps | Mono Block Pump Set with CI body, Carbon steel shaft and SS Impeller, 48m Head, 486LPM 10HP with starter & control panel |  |  | nos
ML_DWP1420 | Monoblock Pumps | Mono Block Pump Set with CI body, SS shaft and CI Impeller, 48m Head, 486LPM 10HP with starter & control panel |  |  | nos
ML_DWP1421 | Monoblock Pumps | Mono Block Pump Set with CI body, SS shaft and Bronze Impeller, 48m Head, 486LPM 10HP with starter & control panel |  |  | nos
ML_DWP1422 | Monoblock Pumps | Mono Block Pump Set with CI body, SS shaft and SS Impeller, 48m Head, 486LPM 10HP with starter & control panel |  |  | nos
ML_DWP1423 | Monoblock Pumps | Mono Block Pump Set with CI body, Carbon steel shaft and CI Impeller, 52m Head, 360LPM 10HP with starter & control panel |  |  | nos
ML_DWP1424 | Monoblock Pumps | Mono Block Pump Set with CI body, Carbon steel shaft and Bronze Impeller, 52m Head, 360LPM 10HP with starter & control panel |  |  | nos
ML_DWP1425 | Monoblock Pumps | Mono Block Pump Set with CI body, Carbon steel shaft and SS Impeller, 52m Head, 360LPM 10HP with starter & control panel |  |  | nos
ML_DWP1426 | Monoblock Pumps | Mono Block Pump Set with CI body, SS shaft and CI Impeller, 52m Head, 360LPM 10HP with starter & control panel |  |  | nos
ML_DWP1427 | Monoblock Pumps | Mono Block Pump Set with CI body, SS shaft and Bronze Impeller, 52m Head, 360LPM 10HP with starter & control panel |  |  | nos
ML_DWP1428 | Monoblock Pumps | Mono Block Pump Set with CI body, SS shaft and SS Impeller, 52m Head, 360LPM 10HP with starter & control panel |  |  | nos
ML_DWP1429 | Monoblock Pumps | Mono Block Pump Set with CI body, Carbon steel shaft and CI Impeller, 40m Head, 468LPM 10HP with starter & control panel |  |  | nos
ML_DWP1430 | Monoblock Pumps | Mono Block Pump Set with CI body, Carbon steel shaft and Bronze Impeller, 40m Head, 468LPM 10HP with starter & control panel |  |  | nos
ML_DWP1431 | Monoblock Pumps | Mono Block Pump Set with CI body, Carbon steel shaft and SS Impeller, 40m Head, 468LPM 10HP with starter & control panel |  |  | nos
ML_DWP1432 | Monoblock Pumps | Mono Block Pump Set with CI body, SS shaft and CI Impeller, 40m Head, 468LPM 10HP with starter & control panel |  |  | nos
ML_DWP1433 | Monoblock Pumps | Mono Block Pump Set with CI body, SS shaft and Bronze Impeller, 40m Head, 468LPM 10HP with starter & control panel |  |  | nos
ML_DWP1434 | Monoblock Pumps | Mono Block Pump Set with CI body, SS shaft and SS Impeller, 40m Head, 468LPM 10HP with starter & control panel |  |  | nos
ML_DWP1435 | Monoblock Pumps | Mono Block Pump Set with CI body, Carbon steel shaft and CI Impeller, 44m Head, 444LPM 10HP with starter & control panel |  |  | nos
ML_DWP1436 | Monoblock Pumps | Mono Block Pump Set with CI body, Carbon steel shaft and Bronze Impeller, 44m Head, 444LPM 10HP with starter & control panel |  |  | nos
ML_DWP1437 | Monoblock Pumps | Mono Block Pump Set with CI body, Carbon steel shaft and SS Impeller, 44m Head, 444LPM 10HP with starter & control panel |  |  | nos
ML_DWP1438 | Monoblock Pumps | Mono Block Pump Set with CI body, SS shaft and CI Impeller, 44m Head, 444LPM 10HP with starter & control panel |  |  | nos
ML_DWP1439 | Monoblock Pumps | Mono Block Pump Set with CI body, SS shaft and Bronze Impeller, 44m Head, 444LPM 10HP with starter & control panel |  |  | nos
ML_DWP1440 | Monoblock Pumps | Mono Block Pump Set with CI body, SS shaft and SS Impeller, 44m Head, 444LPM 10HP with starter & control panel |  |  | nos
ML_DWP1441 | Monoblock Pumps | Mono Block Pump Set with CI body, Carbon steel shaft and CI Impeller, 48m Head, 414LPM 10HP with starter & control panel |  |  | nos
ML_DWP1442 | Monoblock Pumps | Mono Block Pump Set with CI body, Carbon steel shaft and Bronze Impeller, 48m Head, 414LPM 10HP with starter & control panel |  |  | nos
ML_DWP1443 | Monoblock Pumps | Mono Block Pump Set with CI body, Carbon steel shaft and SS Impeller, 48m Head, 414LPM 10HP with starter & control panel |  |  | nos
ML_DWP1444 | Monoblock Pumps | Mono Block Pump Set with CI body, SS shaft and CI Impeller, 48m Head, 414LPM 10HP with starter & control panel |  |  | nos
ML_DWP1445 | Monoblock Pumps | Mono Block Pump Set with CI body, SS shaft and Bronze Impeller, 48m Head, 414LPM 10HP with starter & control panel |  |  | nos
ML_DWP1446 | Monoblock Pumps | Mono Block Pump Set with CI body, SS shaft and SS Impeller, 48m Head, 414LPM 10HP with starter & control panel |  |  | nos
ML_DWP1447 | Monoblock Pumps | Mono Block Pump Set with CI body, Carbon steel shaft and CI Impeller, 52m Head, 384LPM 10HP with starter & control panel |  |  | nos
ML_DWP1448 | Monoblock Pumps | Mono Block Pump Set with CI body, Carbon steel shaft and Bronze Impeller, 52m Head, 384LPM 10HP with starter & control panel |  |  | nos
ML_DWP1449 | Monoblock Pumps | Mono Block Pump Set with CI body, Carbon steel shaft and SS Impeller, 52m Head, 384LPM 10HP with starter & control panel |  |  | nos
ML_DWP1450 | Monoblock Pumps | Mono Block Pump Set with CI body, SS shaft and CI Impeller, 52m Head, 384LPM 10HP with starter & control panel |  |  | nos
ML_DWP1451 | Monoblock Pumps | Mono Block Pump Set with CI body, SS shaft and Bronze Impeller, 52m Head, 384LPM 10HP with starter & control panel |  |  | nos
ML_DWP1452 | Monoblock Pumps | Mono Block Pump Set with CI body, SS shaft and SS Impeller, 52m Head, 384LPM 10HP with starter & control panel |  |  | nos
ML_DWP1453 | Monoblock Pumps | Mono Block Pump Set with CI body, Carbon steel shaft and CI Impeller, 56m Head, 348LPM 10HP with starter & control panel |  |  | nos
ML_DWP1454 | Monoblock Pumps | Mono Block Pump Set with CI body, Carbon steel shaft and Bronze Impeller, 56m Head, 348LPM 10HP with starter & control panel |  |  | nos
ML_DWP1455 | Monoblock Pumps | Mono Block Pump Set with CI body, Carbon steel shaft and SS Impeller, 56m Head, 348LPM 10HP with starter & control panel |  |  | nos
ML_DWP1456 | Monoblock Pumps | Mono Block Pump Set with CI body, SS shaft and CI Impeller, 56m Head, 348LPM 10HP with starter & control panel |  |  | nos
ML_DWP1457 | Monoblock Pumps | Mono Block Pump Set with CI body, SS shaft and Bronze Impeller, 56m Head, 348LPM 10HP with starter & control panel |  |  | nos
ML_DWP1458 | Monoblock Pumps | Mono Block Pump Set with CI body, SS shaft and SS Impeller, 56m Head, 348LPM 10HP with starter & control panel |  |  | nos
ML_DWP1459 | Monoblock Pumps | Mono Block Pump Set with CI body, Carbon steel shaft and CI Impeller, 60m Head, 306LPM 10HP with starter & control panel |  |  | nos
ML_DWP1460 | Monoblock Pumps | Mono Block Pump Set with CI body, Carbon steel shaft and Bronze Impeller, 60m Head, 306LPM 10HP with starter & control panel |  |  | nos
ML_DWP1461 | Monoblock Pumps | Mono Block Pump Set with CI body, Carbon steel shaft and SS Impeller, 60m Head, 306LPM 10HP with starter & control panel |  |  | nos
ML_DWP1462 | Monoblock Pumps | Mono Block Pump Set with CI body, SS shaft and CI Impeller, 60m Head, 306LPM 10HP with starter & control panel |  |  | nos
ML_DWP1463 | Monoblock Pumps | Mono Block Pump Set with CI body, SS shaft and Bronze Impeller, 60m Head, 306LPM 10HP with starter & control panel |  |  | nos
ML_DWP1464 | Monoblock Pumps | Mono Block Pump Set with CI body, SS shaft and SS Impeller, 60m Head, 306LPM 10HP with starter & control panel |  |  | nos
ML_DWP1465 | Monoblock Pumps | Mono Block Pump Set with CI body, Carbon steel shaft and CI Impeller, 64m Head, 258LPM 10HP with starter & control panel |  |  | nos
ML_DWP1466 | Monoblock Pumps | Mono Block Pump Set with CI body, Carbon steel shaft and Bronze Impeller, 64m Head, 258LPM 10HP with starter & control panel |  |  | nos
ML_DWP1467 | Monoblock Pumps | Mono Block Pump Set with CI body, Carbon steel shaft and SS Impeller, 64m Head, 258LPM 10HP with starter & control panel |  |  | nos
ML_DWP1468 | Monoblock Pumps | Mono Block Pump Set with CI body, SS shaft and CI Impeller, 64m Head, 258LPM 10HP with starter & control panel |  |  | nos
ML_DWP1469 | Monoblock Pumps | Mono Block Pump Set with CI body, SS shaft and Bronze Impeller, 64m Head, 258LPM 10HP with starter & control panel |  |  | nos
ML_DWP1470 | Monoblock Pumps | Mono Block Pump Set with CI body, SS shaft and SS Impeller, 64m Head, 258LPM 10HP with starter & control panel |  |  | nos
ML_DWP1471 | Monoblock Pumps | Mono Block Pump Set with CI body, Carbon steel shaft and CI Impeller, 68m Head, 180LPM 10HP with starter & control panel |  |  | nos
ML_DWP1472 | Monoblock Pumps | Mono Block Pump Set with CI body, Carbon steel shaft and Bronze Impeller, 68m Head, 180LPM 10HP with starter & control panel |  |  | nos
ML_DWP1473 | Monoblock Pumps | Mono Block Pump Set with CI body, Carbon steel shaft and SS Impeller, 68m Head, 180LPM 10HP with starter & control panel |  |  | nos
ML_DWP1474 | Monoblock Pumps | Mono Block Pump Set with CI body, SS shaft and CI Impeller, 68m Head, 180LPM 10HP with starter & control panel |  |  | nos
ML_DWP1475 | Monoblock Pumps | Mono Block Pump Set with CI body, SS shaft and Bronze Impeller, 68m Head, 180LPM 10HP with starter & control panel |  |  | nos
ML_DWP1476 | Monoblock Pumps | Mono Block Pump Set with CI body, SS shaft and SS Impeller, 68m Head, 180LPM 10HP with starter & control panel |  |  | nos
ML_DWP1477 | Monoblock Pumps | Mono Block Pump Set with CI body, Carbon steel shaft and CI Impeller, 18m Head, 2004LPM 12.5HP with starter & control panel |  |  | nos
ML_DWP1478 | Monoblock Pumps | Mono Block Pump Set with CI body, Carbon steel shaft and Bronze Impeller, 18m Head, 2004LPM 12.5HP with starter & control panel |  |  | nos
ML_DWP1479 | Monoblock Pumps | Mono Block Pump Set with CI body, Carbon steel shaft and SS Impeller, 18m Head, 2004LPM 12.5HP with starter & control panel |  |  | nos
ML_DWP1480 | Monoblock Pumps | Mono Block Pump Set with CI body, SS shaft and CI Impeller, 18m Head, 2004LPM 12.5HP with starter & control panel |  |  | nos
ML_DWP1481 | Monoblock Pumps | Mono Block Pump Set with CI body, SS shaft and Bronze Impeller, 18m Head, 2004LPM 12.5HP with starter & control panel |  |  | nos
ML_DWP1482 | Monoblock Pumps | Mono Block Pump Set with CI body, SS shaft and SS Impeller, 18m Head, 2004LPM 12.5HP with starter & control panel |  |  | nos
ML_DWP1483 | Monoblock Pumps | Mono Block Pump Set with CI body, Carbon steel shaft and CI Impeller, 20m Head, 1920LPM 12.5HP with starter & control panel |  |  | nos
ML_DWP1484 | Monoblock Pumps | Mono Block Pump Set with CI body, Carbon steel shaft and Bronze Impeller, 20m Head, 1920LPM 12.5HP with starter & control panel |  |  | nos
ML_DWP1485 | Monoblock Pumps | Mono Block Pump Set with CI body, Carbon steel shaft and SS Impeller, 20m Head, 1920LPM 12.5HP with starter & control panel |  |  | nos
ML_DWP1486 | Monoblock Pumps | Mono Block Pump Set with CI body, SS shaft and CI Impeller, 20m Head, 1920LPM 12.5HP with starter & control panel |  |  | nos
ML_DWP1487 | Monoblock Pumps | Mono Block Pump Set with CI body, SS shaft and Bronze Impeller, 20m Head, 1920LPM 12.5HP with starter & control panel |  |  | nos
ML_DWP1488 | Monoblock Pumps | Mono Block Pump Set with CI body, SS shaft and SS Impeller, 20m Head, 1920LPM 12.5HP with starter & control panel |  |  | nos
ML_DWP1489 | Monoblock Pumps | Mono Block Pump Set with CI body, Carbon steel shaft and CI Impeller, 22m Head, 1830LPM 12.5HP with starter & control panel |  |  | nos
ML_DWP1490 | Monoblock Pumps | Mono Block Pump Set with CI body, Carbon steel shaft and Bronze Impeller, 22m Head, 1830LPM 12.5HP with starter & control panel |  |  | nos
ML_DWP1491 | Monoblock Pumps | Mono Block Pump Set with CI body, Carbon steel shaft and SS Impeller, 22m Head, 1830LPM 12.5HP with starter & control panel |  |  | nos
ML_DWP1492 | Monoblock Pumps | Mono Block Pump Set with CI body, SS shaft and CI Impeller, 22m Head, 1830LPM 12.5HP with starter & control panel |  |  | nos
ML_DWP1493 | Monoblock Pumps | Mono Block Pump Set with CI body, SS shaft and Bronze Impeller, 22m Head, 1830LPM 12.5HP with starter & control panel |  |  | nos
ML_DWP1494 | Monoblock Pumps | Mono Block Pump Set with CI body, SS shaft and SS Impeller, 22m Head, 1830LPM 12.5HP with starter & control panel |  |  | nos
ML_DWP1495 | Monoblock Pumps | Mono Block Pump Set with CI body, Carbon steel shaft and CI Impeller, 24m Head, 1740LPM 12.5HP with starter & control panel |  |  | nos
ML_DWP1496 | Monoblock Pumps | Mono Block Pump Set with CI body, Carbon steel shaft and Bronze Impeller, 24m Head, 1740LPM 12.5HP with starter & control panel |  |  | nos
ML_DWP1497 | Monoblock Pumps | Mono Block Pump Set with CI body, Carbon steel shaft and SS Impeller, 24m Head, 1740LPM 12.5HP with starter & control panel |  |  | nos
ML_DWP1498 | Monoblock Pumps | Mono Block Pump Set with CI body, SS shaft and CI Impeller, 24m Head, 1740LPM 12.5HP with starter & control panel |  |  | nos
ML_DWP1499 | Monoblock Pumps | Mono Block Pump Set with CI body, SS shaft and Bronze Impeller, 24m Head, 1740LPM 12.5HP with starter & control panel |  |  | nos
ML_DWP1500 | Monoblock Pumps | Mono Block Pump Set with CI body, SS shaft and SS Impeller, 24m Head, 1740LPM 12.5HP with starter & control panel |  |  | nos
ML_DWP1501 | Monoblock Pumps | Mono Block Pump Set with CI body, Carbon steel shaft and CI Impeller, 26m Head, 1590LPM 12.5HP with starter & control panel |  |  | nos
ML_DWP1502 | Monoblock Pumps | Mono Block Pump Set with CI body, Carbon steel shaft and Bronze Impeller, 26m Head, 1590LPM 12.5HP with starter & control panel |  |  | nos
ML_DWP1503 | Monoblock Pumps | Mono Block Pump Set with CI body, Carbon steel shaft and SS Impeller, 26m Head, 1590LPM 12.5HP with starter & control panel |  |  | nos
ML_DWP1504 | Monoblock Pumps | Mono Block Pump Set with CI body, SS shaft and CI Impeller, 26m Head, 1590LPM 12.5HP with starter & control panel |  |  | nos
ML_DWP1505 | Monoblock Pumps | Mono Block Pump Set with CI body, SS shaft and Bronze Impeller, 26m Head, 1590LPM 12.5HP with starter & control panel |  |  | nos
ML_DWP1506 | Monoblock Pumps | Mono Block Pump Set with CI body, SS shaft and SS Impeller, 26m Head, 1590LPM 12.5HP with starter & control panel |  |  | nos
ML_DWP1507 | Monoblock Pumps | Mono Block Pump Set with CI body, Carbon steel shaft and CI Impeller, 28m Head, 1428LPM 12.5HP with starter & control panel |  |  | nos
ML_DWP1508 | Monoblock Pumps | Mono Block Pump Set with CI body, Carbon steel shaft and Bronze Impeller, 28m Head, 1428LPM 12.5HP with starter & control panel |  |  | nos
ML_DWP1509 | Monoblock Pumps | Mono Block Pump Set with CI body, Carbon steel shaft and SS Impeller, 28m Head, 1428LPM 12.5HP with starter & control panel |  |  | nos
ML_DWP1510 | Monoblock Pumps | Mono Block Pump Set with CI body, SS shaft and CI Impeller, 28m Head, 1428LPM 12.5HP with starter & control panel |  |  | nos
ML_DWP1511 | Monoblock Pumps | Mono Block Pump Set with CI body, SS shaft and Bronze Impeller, 28m Head, 1428LPM 12.5HP with starter & control panel |  |  | nos
ML_DWP1512 | Monoblock Pumps | Mono Block Pump Set with CI body, SS shaft and SS Impeller, 28m Head, 1428LPM 12.5HP with starter & control panel |  |  | nos
ML_DWP1513 | Monoblock Pumps | Mono Block Pump Set with CI body, Carbon steel shaft and CI Impeller, 30m Head, 1128LPM 12.5HP with starter & control panel |  |  | nos
ML_DWP1514 | Monoblock Pumps | Mono Block Pump Set with CI body, Carbon steel shaft and Bronze Impeller, 30m Head, 1128LPM 12.5HP with starter & control panel |  |  | nos
ML_DWP1515 | Monoblock Pumps | Mono Block Pump Set with CI body, Carbon steel shaft and SS Impeller, 30m Head, 1128LPM 12.5HP with starter & control panel |  |  | nos
ML_DWP1516 | Monoblock Pumps | Mono Block Pump Set with CI body, SS shaft and CI Impeller, 30m Head, 1128LPM 12.5HP with starter & control panel |  |  | nos
ML_DWP1517 | Monoblock Pumps | Mono Block Pump Set with CI body, SS shaft and Bronze Impeller, 30m Head, 1128LPM 12.5HP with starter & control panel |  |  | nos
ML_DWP1518 | Monoblock Pumps | Mono Block Pump Set with CI body, SS shaft and SS Impeller, 30m Head, 1128LPM 12.5HP with starter & control panel |  |  | nos
ML_DWP1519 | Monoblock Pumps | Mono Block Pump Set with CI body, Carbon steel shaft and CI Impeller, 32m Head, 750LPM 12.5HP with starter & control panel |  |  | nos
ML_DWP1520 | Monoblock Pumps | Mono Block Pump Set with CI body, Carbon steel shaft and Bronze Impeller, 32m Head, 750LPM 12.5HP with starter & control panel |  |  | nos
ML_DWP1521 | Monoblock Pumps | Mono Block Pump Set with CI body, Carbon steel shaft and SS Impeller, 32m Head, 750LPM 12.5HP with starter & control panel |  |  | nos
ML_DWP1522 | Monoblock Pumps | Mono Block Pump Set with CI body, SS shaft and CI Impeller, 32m Head, 750LPM 12.5HP with starter & control panel |  |  | nos
ML_DWP1523 | Monoblock Pumps | Mono Block Pump Set with CI body, SS shaft and Bronze Impeller, 32m Head, 750LPM 12.5HP with starter & control panel |  |  | nos
ML_DWP1524 | Monoblock Pumps | Mono Block Pump Set with CI body, SS shaft and SS Impeller, 32m Head, 750LPM 12.5HP with starter & control panel |  |  | nos
ML_DWP1525 | Monoblock Pumps | Mono Block Pump Set with CI body, Carbon steel shaft and CI Impeller, 28m Head, 1092LPM 12.5HP with starter & control panel |  |  | nos
ML_DWP1526 | Monoblock Pumps | Mono Block Pump Set with CI body, Carbon steel shaft and Bronze Impeller, 28m Head, 1092LPM 12.5HP with starter & control panel |  |  | nos
ML_DWP1527 | Monoblock Pumps | Mono Block Pump Set with CI body, Carbon steel shaft and SS Impeller, 28m Head, 1092LPM 12.5HP with starter & control panel |  |  | nos
ML_DWP1528 | Monoblock Pumps | Mono Block Pump Set with CI body, SS shaft and CI Impeller, 28m Head, 1092LPM 12.5HP with starter & control panel |  |  | nos
ML_DWP1529 | Monoblock Pumps | Mono Block Pump Set with CI body, SS shaft and Bronze Impeller, 28m Head, 1092LPM 12.5HP with starter & control panel |  |  | nos
ML_DWP1530 | Monoblock Pumps | Mono Block Pump Set with CI body, SS shaft and SS Impeller, 28m Head, 1092LPM 12.5HP with starter & control panel |  |  | nos
ML_DWP1531 | Monoblock Pumps | Mono Block Pump Set with CI body, Carbon steel shaft and CI Impeller, 32m Head, 1038LPM 12.5HP with starter & control panel |  |  | nos
ML_DWP1532 | Monoblock Pumps | Mono Block Pump Set with CI body, Carbon steel shaft and Bronze Impeller, 32m Head, 1038LPM 12.5HP with starter & control panel |  |  | nos
ML_DWP1533 | Monoblock Pumps | Mono Block Pump Set with CI body, Carbon steel shaft and SS Impeller, 32m Head, 1038LPM 12.5HP with starter & control panel |  |  | nos
ML_DWP1534 | Monoblock Pumps | Mono Block Pump Set with CI body, SS shaft and CI Impeller, 32m Head, 1038LPM 12.5HP with starter & control panel |  |  | nos
ML_DWP1535 | Monoblock Pumps | Mono Block Pump Set with CI body, SS shaft and Bronze Impeller, 32m Head, 1038LPM 12.5HP with starter & control panel |  |  | nos
ML_DWP1536 | Monoblock Pumps | Mono Block Pump Set with CI body, SS shaft and SS Impeller, 32m Head, 1038LPM 12.5HP with starter & control panel |  |  | nos
ML_DWP1537 | Monoblock Pumps | Mono Block Pump Set with CI body, Carbon steel shaft and CI Impeller, 36m Head, 948LPM 12.5HP with starter & control panel |  |  | nos
ML_DWP1538 | Monoblock Pumps | Mono Block Pump Set with CI body, Carbon steel shaft and Bronze Impeller, 36m Head, 948LPM 12.5HP with starter & control panel |  |  | nos
ML_DWP1539 | Monoblock Pumps | Mono Block Pump Set with CI body, Carbon steel shaft and SS Impeller, 36m Head, 948LPM 12.5HP with starter & control panel |  |  | nos
ML_DWP1540 | Monoblock Pumps | Mono Block Pump Set with CI body, SS shaft and CI Impeller, 36m Head, 948LPM 12.5HP with starter & control panel |  |  | nos
ML_DWP1541 | Monoblock Pumps | Mono Block Pump Set with CI body, SS shaft and Bronze Impeller, 36m Head, 948LPM 12.5HP with starter & control panel |  |  | nos
ML_DWP1542 | Monoblock Pumps | Mono Block Pump Set with CI body, SS shaft and SS Impeller, 36m Head, 948LPM 12.5HP with starter & control panel |  |  | nos
ML_DWP1543 | Monoblock Pumps | Mono Block Pump Set with CI body, Carbon steel shaft and CI Impeller, 40m Head, 858LPM 12.5HP with starter & control panel |  |  | nos
ML_DWP1544 | Monoblock Pumps | Mono Block Pump Set with CI body, Carbon steel shaft and Bronze Impeller, 40m Head, 858LPM 12.5HP with starter & control panel |  |  | nos
ML_DWP1545 | Monoblock Pumps | Mono Block Pump Set with CI body, Carbon steel shaft and SS Impeller, 40m Head, 858LPM 12.5HP with starter & control panel |  |  | nos
ML_DWP1546 | Monoblock Pumps | Mono Block Pump Set with CI body, SS shaft and CI Impeller, 40m Head, 858LPM 12.5HP with starter & control panel |  |  | nos
ML_DWP1547 | Monoblock Pumps | Mono Block Pump Set with CI body, SS shaft and Bronze Impeller, 40m Head, 858LPM 12.5HP with starter & control panel |  |  | nos
ML_DWP1548 | Monoblock Pumps | Mono Block Pump Set with CI body, SS shaft and SS Impeller, 40m Head, 858LPM 12.5HP with starter & control panel |  |  | nos
ML_DWP1549 | Monoblock Pumps | Mono Block Pump Set with CI body, Carbon steel shaft and CI Impeller, 44m Head, 714LPM 12.5HP with starter & control panel |  |  | nos
ML_DWP1550 | Monoblock Pumps | Mono Block Pump Set with CI body, Carbon steel shaft and Bronze Impeller, 44m Head, 714LPM 12.5HP with starter & control panel |  |  | nos
ML_DWP1551 | Monoblock Pumps | Mono Block Pump Set with CI body, Carbon steel shaft and SS Impeller, 44m Head, 714LPM 12.5HP with starter & control panel |  |  | nos
ML_DWP1552 | Monoblock Pumps | Mono Block Pump Set with CI body, SS shaft and CI Impeller, 44m Head, 714LPM 12.5HP with starter & control panel |  |  | nos
ML_DWP1553 | Monoblock Pumps | Mono Block Pump Set with CI body, SS shaft and Bronze Impeller, 44m Head, 714LPM 12.5HP with starter & control panel |  |  | nos
ML_DWP1554 | Monoblock Pumps | Mono Block Pump Set with CI body, SS shaft and SS Impeller, 44m Head, 714LPM 12.5HP with starter & control panel |  |  | nos
ML_DWP1555 | Monoblock Pumps | Mono Block Pump Set with CI body, Carbon steel shaft and CI Impeller, 48m Head, 360LPM 12.5HP with starter & control panel |  |  | nos
ML_DWP1556 | Monoblock Pumps | Mono Block Pump Set with CI body, Carbon steel shaft and Bronze Impeller, 48m Head, 360LPM 12.5HP with starter & control panel |  |  | nos
ML_DWP1557 | Monoblock Pumps | Mono Block Pump Set with CI body, Carbon steel shaft and SS Impeller, 48m Head, 360LPM 12.5HP with starter & control panel |  |  | nos
ML_DWP1558 | Monoblock Pumps | Mono Block Pump Set with CI body, SS shaft and CI Impeller, 48m Head, 360LPM 12.5HP with starter & control panel |  |  | nos
ML_DWP1559 | Monoblock Pumps | Mono Block Pump Set with CI body, SS shaft and Bronze Impeller, 48m Head, 360LPM 12.5HP with starter & control panel |  |  | nos
ML_DWP1560 | Monoblock Pumps | Mono Block Pump Set with CI body, SS shaft and SS Impeller, 48m Head, 360LPM 12.5HP with starter & control panel |  |  | nos
ML_DWP1561 | Monoblock Pumps | Mono Block Pump Set with CI body, Carbon steel shaft and CI Impeller, 28m Head, 732LPM 12.5HP with starter & control panel |  |  | nos
ML_DWP1562 | Monoblock Pumps | Mono Block Pump Set with CI body, Carbon steel shaft and Bronze Impeller, 28m Head, 732LPM 12.5HP with starter & control panel |  |  | nos
ML_DWP1563 | Monoblock Pumps | Mono Block Pump Set with CI body, Carbon steel shaft and SS Impeller, 28m Head, 732LPM 12.5HP with starter & control panel |  |  | nos
ML_DWP1564 | Monoblock Pumps | Mono Block Pump Set with CI body, SS shaft and CI Impeller, 28m Head, 732LPM 12.5HP with starter & control panel |  |  | nos
ML_DWP1565 | Monoblock Pumps | Mono Block Pump Set with CI body, SS shaft and Bronze Impeller, 28m Head, 732LPM 12.5HP with starter & control panel |  |  | nos
ML_DWP1566 | Monoblock Pumps | Mono Block Pump Set with CI body, SS shaft and SS Impeller, 28m Head, 732LPM 12.5HP with starter & control panel |  |  | nos
ML_DWP1567 | Monoblock Pumps | Mono Block Pump Set with CI body, Carbon steel shaft and CI Impeller, 32m Head, 714LPM 12.5HP with starter & control panel |  |  | nos
ML_DWP1568 | Monoblock Pumps | Mono Block Pump Set with CI body, Carbon steel shaft and Bronze Impeller, 32m Head, 714LPM 12.5HP with starter & control panel |  |  | nos
ML_DWP1569 | Monoblock Pumps | Mono Block Pump Set with CI body, Carbon steel shaft and SS Impeller, 32m Head, 714LPM 12.5HP with starter & control panel |  |  | nos
ML_DWP1570 | Monoblock Pumps | Mono Block Pump Set with CI body, SS shaft and CI Impeller, 32m Head, 714LPM 12.5HP with starter & control panel |  |  | nos
ML_DWP1571 | Monoblock Pumps | Mono Block Pump Set with CI body, SS shaft and Bronze Impeller, 32m Head, 714LPM 12.5HP with starter & control panel |  |  | nos
ML_DWP1572 | Monoblock Pumps | Mono Block Pump Set with CI body, SS shaft and SS Impeller, 32m Head, 714LPM 12.5HP with starter & control panel |  |  | nos
ML_DWP1573 | Monoblock Pumps | Mono Block Pump Set with CI body, Carbon steel shaft and CI Impeller, 36m Head, 702LPM 12.5HP with starter & control panel |  |  | nos
ML_DWP1574 | Monoblock Pumps | Mono Block Pump Set with CI body, Carbon steel shaft and Bronze Impeller, 36m Head, 702LPM 12.5HP with starter & control panel |  |  | nos
ML_DWP1575 | Monoblock Pumps | Mono Block Pump Set with CI body, Carbon steel shaft and SS Impeller, 36m Head, 702LPM 12.5HP with starter & control panel |  |  | nos
ML_DWP1576 | Monoblock Pumps | Mono Block Pump Set with CI body, SS shaft and CI Impeller, 36m Head, 702LPM 12.5HP with starter & control panel |  |  | nos
ML_DWP1577 | Monoblock Pumps | Mono Block Pump Set with CI body, SS shaft and Bronze Impeller, 36m Head, 702LPM 12.5HP with starter & control panel |  |  | nos
ML_DWP1578 | Monoblock Pumps | Mono Block Pump Set with CI body, SS shaft and SS Impeller, 36m Head, 702LPM 12.5HP with starter & control panel |  |  | nos
ML_DWP1579 | Monoblock Pumps | Mono Block Pump Set with CI body, Carbon steel shaft and CI Impeller, 40m Head, 660LPM 12.5HP with starter & control panel |  |  | nos
ML_DWP1580 | Monoblock Pumps | Mono Block Pump Set with CI body, Carbon steel shaft and Bronze Impeller, 40m Head, 660LPM 12.5HP with starter & control panel |  |  | nos
ML_DWP1581 | Monoblock Pumps | Mono Block Pump Set with CI body, Carbon steel shaft and SS Impeller, 40m Head, 660LPM 12.5HP with starter & control panel |  |  | nos
ML_DWP1582 | Monoblock Pumps | Mono Block Pump Set with CI body, SS shaft and CI Impeller, 40m Head, 660LPM 12.5HP with starter & control panel |  |  | nos
ML_DWP1583 | Monoblock Pumps | Mono Block Pump Set with CI body, SS shaft and Bronze Impeller, 40m Head, 660LPM 12.5HP with starter & control panel |  |  | nos
ML_DWP1584 | Monoblock Pumps | Mono Block Pump Set with CI body, SS shaft and SS Impeller, 40m Head, 660LPM 12.5HP with starter & control panel |  |  | nos
ML_DWP1585 | Monoblock Pumps | Mono Block Pump Set with CI body, Carbon steel shaft and CI Impeller, 44m Head, 660LPM 12.5HP with starter & control panel |  |  | nos
ML_DWP1586 | Monoblock Pumps | Mono Block Pump Set with CI body, Carbon steel shaft and Bronze Impeller, 44m Head, 660LPM 12.5HP with starter & control panel |  |  | nos
ML_DWP1587 | Monoblock Pumps | Mono Block Pump Set with CI body, Carbon steel shaft and SS Impeller, 44m Head, 660LPM 12.5HP with starter & control panel |  |  | nos
ML_DWP1588 | Monoblock Pumps | Mono Block Pump Set with CI body, SS shaft and CI Impeller, 44m Head, 660LPM 12.5HP with starter & control panel |  |  | nos
ML_DWP1589 | Monoblock Pumps | Mono Block Pump Set with CI body, SS shaft and Bronze Impeller, 44m Head, 660LPM 12.5HP with starter & control panel |  |  | nos
ML_DWP1590 | Monoblock Pumps | Mono Block Pump Set with CI body, SS shaft and SS Impeller, 44m Head, 660LPM 12.5HP with starter & control panel |  |  | nos
ML_DWP1591 | Monoblock Pumps | Mono Block Pump Set with CI body, Carbon steel shaft and CI Impeller, 48m Head, 576LPM 12.5HP with starter & control panel |  |  | nos
ML_DWP1592 | Monoblock Pumps | Mono Block Pump Set with CI body, Carbon steel shaft and Bronze Impeller, 48m Head, 576LPM 12.5HP with starter & control panel |  |  | nos
ML_DWP1593 | Monoblock Pumps | Mono Block Pump Set with CI body, Carbon steel shaft and SS Impeller, 48m Head, 576LPM 12.5HP with starter & control panel |  |  | nos
ML_DWP1594 | Monoblock Pumps | Mono Block Pump Set with CI body, SS shaft and CI Impeller, 48m Head, 576LPM 12.5HP with starter & control panel |  |  | nos
ML_DWP1595 | Monoblock Pumps | Mono Block Pump Set with CI body, SS shaft and Bronze Impeller, 48m Head, 576LPM 12.5HP with starter & control panel |  |  | nos
ML_DWP1596 | Monoblock Pumps | Mono Block Pump Set with CI body, SS shaft and SS Impeller, 48m Head, 576LPM 12.5HP with starter & control panel |  |  | nos
ML_DWP1597 | Monoblock Pumps | Mono Block Pump Set with CI body, Carbon steel shaft and CI Impeller, 52m Head, 528LPM 12.5HP with starter & control panel |  |  | nos
ML_DWP1598 | Monoblock Pumps | Mono Block Pump Set with CI body, Carbon steel shaft and Bronze Impeller, 52m Head, 528LPM 12.5HP with starter & control panel |  |  | nos
ML_DWP1599 | Monoblock Pumps | Mono Block Pump Set with CI body, Carbon steel shaft and SS Impeller, 52m Head, 528LPM 12.5HP with starter & control panel |  |  | nos
ML_DWP1600 | Monoblock Pumps | Mono Block Pump Set with CI body, SS shaft and CI Impeller, 52m Head, 528LPM 12.5HP with starter & control panel |  |  | nos
ML_DWP1601 | Monoblock Pumps | Mono Block Pump Set with CI body, SS shaft and Bronze Impeller, 52m Head, 528LPM 12.5HP with starter & control panel |  |  | nos
ML_DWP1602 | Monoblock Pumps | Mono Block Pump Set with CI body, SS shaft and SS Impeller, 52m Head, 528LPM 12.5HP with starter & control panel |  |  | nos
ML_DWP1603 | Monoblock Pumps | Mono Block Pump Set with CI body, Carbon steel shaft and CI Impeller, 20m Head, 2208LPM 15HP with starter & control panel |  |  | nos
ML_DWP1604 | Monoblock Pumps | Mono Block Pump Set with CI body, Carbon steel shaft and Bronze Impeller, 20m Head, 2208LPM 15HP with starter & control panel |  |  | nos
ML_DWP1605 | Monoblock Pumps | Mono Block Pump Set with CI body, Carbon steel shaft and SS Impeller, 20m Head, 2208LPM 15HP with starter & control panel |  |  | nos
ML_DWP1606 | Monoblock Pumps | Mono Block Pump Set with CI body, SS shaft and CI Impeller, 20m Head, 2208LPM 15HP with starter & control panel |  |  | nos
ML_DWP1607 | Monoblock Pumps | Mono Block Pump Set with CI body, SS shaft and Bronze Impeller, 20m Head, 2208LPM 15HP with starter & control panel |  |  | nos
ML_DWP1608 | Monoblock Pumps | Mono Block Pump Set with CI body, SS shaft and SS Impeller, 20m Head, 2208LPM 15HP with starter & control panel |  |  | nos
ML_DWP1609 | Monoblock Pumps | Mono Block Pump Set with CI body, Carbon steel shaft and CI Impeller, 22m Head, 2154LPM 15HP with starter & control panel |  |  | nos
ML_DWP1610 | Monoblock Pumps | Mono Block Pump Set with CI body, Carbon steel shaft and Bronze Impeller, 22m Head, 2154LPM 15HP with starter & control panel |  |  | nos
ML_DWP1611 | Monoblock Pumps | Mono Block Pump Set with CI body, Carbon steel shaft and SS Impeller, 22m Head, 2154LPM 15HP with starter & control panel |  |  | nos
ML_DWP1612 | Monoblock Pumps | Mono Block Pump Set with CI body, SS shaft and CI Impeller, 22m Head, 2154LPM 15HP with starter & control panel |  |  | nos
ML_DWP1613 | Monoblock Pumps | Mono Block Pump Set with CI body, SS shaft and Bronze Impeller, 22m Head, 2154LPM 15HP with starter & control panel |  |  | nos
ML_DWP1614 | Monoblock Pumps | Mono Block Pump Set with CI body, SS shaft and SS Impeller, 22m Head, 2154LPM 15HP with starter & control panel |  |  | nos
ML_DWP1615 | Monoblock Pumps | Mono Block Pump Set with CI body, Carbon steel shaft and CI Impeller, 24m Head, 2070LPM 15HP with starter & control panel |  |  | nos
ML_DWP1616 | Monoblock Pumps | Mono Block Pump Set with CI body, Carbon steel shaft and Bronze Impeller, 24m Head, 2070LPM 15HP with starter & control panel |  |  | nos
ML_DWP1617 | Monoblock Pumps | Mono Block Pump Set with CI body, Carbon steel shaft and SS Impeller, 24m Head, 2070LPM 15HP with starter & control panel |  |  | nos
ML_DWP1618 | Monoblock Pumps | Mono Block Pump Set with CI body, SS shaft and CI Impeller, 24m Head, 2070LPM 15HP with starter & control panel |  |  | nos
ML_DWP1619 | Monoblock Pumps | Mono Block Pump Set with CI body, SS shaft and Bronze Impeller, 24m Head, 2070LPM 15HP with starter & control panel |  |  | nos
ML_DWP1620 | Monoblock Pumps | Mono Block Pump Set with CI body, SS shaft and SS Impeller, 24m Head, 2070LPM 15HP with starter & control panel |  |  | nos
ML_DWP1621 | Monoblock Pumps | Mono Block Pump Set with CI body, Carbon steel shaft and CI Impeller, 26m Head, 1980LPM 15HP with starter & control panel |  |  | nos
ML_DWP1622 | Monoblock Pumps | Mono Block Pump Set with CI body, Carbon steel shaft and Bronze Impeller, 26m Head, 1980LPM 15HP with starter & control panel |  |  | nos
ML_DWP1623 | Monoblock Pumps | Mono Block Pump Set with CI body, Carbon steel shaft and SS Impeller, 26m Head, 1980LPM 15HP with starter & control panel |  |  | nos
ML_DWP1624 | Monoblock Pumps | Mono Block Pump Set with CI body, SS shaft and CI Impeller, 26m Head, 1980LPM 15HP with starter & control panel |  |  | nos
ML_DWP1625 | Monoblock Pumps | Mono Block Pump Set with CI body, SS shaft and Bronze Impeller, 26m Head, 1980LPM 15HP with starter & control panel |  |  | nos
ML_DWP1626 | Monoblock Pumps | Mono Block Pump Set with CI body, SS shaft and SS Impeller, 26m Head, 1980LPM 15HP with starter & control panel |  |  | nos
ML_DWP1627 | Monoblock Pumps | Mono Block Pump Set with CI body, Carbon steel shaft and CI Impeller, 28m Head, 1830LPM 15HP with starter & control panel |  |  | nos
ML_DWP1628 | Monoblock Pumps | Mono Block Pump Set with CI body, Carbon steel shaft and Bronze Impeller, 28m Head, 1830LPM 15HP with starter & control panel |  |  | nos
ML_DWP1629 | Monoblock Pumps | Mono Block Pump Set with CI body, Carbon steel shaft and SS Impeller, 28m Head, 1830LPM 15HP with starter & control panel |  |  | nos
ML_DWP1630 | Monoblock Pumps | Mono Block Pump Set with CI body, SS shaft and CI Impeller, 28m Head, 1830LPM 15HP with starter & control panel |  |  | nos
ML_DWP1631 | Monoblock Pumps | Mono Block Pump Set with CI body, SS shaft and Bronze Impeller, 28m Head, 1830LPM 15HP with starter & control panel |  |  | nos
ML_DWP1632 | Monoblock Pumps | Mono Block Pump Set with CI body, SS shaft and SS Impeller, 28m Head, 1830LPM 15HP with starter & control panel |  |  | nos
ML_DWP1633 | Monoblock Pumps | Mono Block Pump Set with CI body, Carbon steel shaft and CI Impeller, 30m Head, 1800LPM 15HP with starter & control panel |  |  | nos
ML_DWP1634 | Monoblock Pumps | Mono Block Pump Set with CI body, Carbon steel shaft and Bronze Impeller, 30m Head, 1800LPM 15HP with starter & control panel |  |  | nos
ML_DWP1635 | Monoblock Pumps | Mono Block Pump Set with CI body, Carbon steel shaft and SS Impeller, 30m Head, 1800LPM 15HP with starter & control panel |  |  | nos
ML_DWP1636 | Monoblock Pumps | Mono Block Pump Set with CI body, SS shaft and CI Impeller, 30m Head, 1800LPM 15HP with starter & control panel |  |  | nos
ML_DWP1637 | Monoblock Pumps | Mono Block Pump Set with CI body, SS shaft and Bronze Impeller, 30m Head, 1800LPM 15HP with starter & control panel |  |  | nos
ML_DWP1638 | Monoblock Pumps | Mono Block Pump Set with CI body, SS shaft and SS Impeller, 30m Head, 1800LPM 15HP with starter & control panel |  |  | nos
ML_DWP1639 | Monoblock Pumps | Mono Block Pump Set with CI body, Carbon steel shaft and CI Impeller, 32m Head, 1680LPM 15HP with starter & control panel |  |  | nos
ML_DWP1640 | Monoblock Pumps | Mono Block Pump Set with CI body, Carbon steel shaft and Bronze Impeller, 32m Head, 1680LPM 15HP with starter & control panel |  |  | nos
ML_DWP1641 | Monoblock Pumps | Mono Block Pump Set with CI body, Carbon steel shaft and SS Impeller, 32m Head, 1680LPM 15HP with starter & control panel |  |  | nos
ML_DWP1642 | Monoblock Pumps | Mono Block Pump Set with CI body, SS shaft and CI Impeller, 32m Head, 1680LPM 15HP with starter & control panel |  |  | nos
ML_DWP1643 | Monoblock Pumps | Mono Block Pump Set with CI body, SS shaft and Bronze Impeller, 32m Head, 1680LPM 15HP with starter & control panel |  |  | nos
ML_DWP1644 | Monoblock Pumps | Mono Block Pump Set with CI body, SS shaft and SS Impeller, 32m Head, 1680LPM 15HP with starter & control panel |  |  | nos
ML_DWP1645 | Monoblock Pumps | Mono Block Pump Set with CI body, Carbon steel shaft and CI Impeller, 34m Head, 1500LPM 15HP with starter & control panel |  |  | nos
ML_DWP1646 | Monoblock Pumps | Mono Block Pump Set with CI body, Carbon steel shaft and Bronze Impeller, 34m Head, 1500LPM 15HP with starter & control panel |  |  | nos
ML_DWP1647 | Monoblock Pumps | Mono Block Pump Set with CI body, Carbon steel shaft and SS Impeller, 34m Head, 1500LPM 15HP with starter & control panel |  |  | nos
ML_DWP1648 | Monoblock Pumps | Mono Block Pump Set with CI body, SS shaft and CI Impeller, 34m Head, 1500LPM 15HP with starter & control panel |  |  | nos
ML_DWP1649 | Monoblock Pumps | Mono Block Pump Set with CI body, SS shaft and Bronze Impeller, 34m Head, 1500LPM 15HP with starter & control panel |  |  | nos
ML_DWP1650 | Monoblock Pumps | Mono Block Pump Set with CI body, SS shaft and SS Impeller, 34m Head, 1500LPM 15HP with starter & control panel |  |  | nos
ML_DWP1651 | Monoblock Pumps | Mono Block Pump Set with CI body, Carbon steel shaft and CI Impeller, 36m Head, 1050LPM 15HP with starter & control panel |  |  | nos
ML_DWP1652 | Monoblock Pumps | Mono Block Pump Set with CI body, Carbon steel shaft and Bronze Impeller, 36m Head, 1050LPM 15HP with starter & control panel |  |  | nos
ML_DWP1653 | Monoblock Pumps | Mono Block Pump Set with CI body, Carbon steel shaft and SS Impeller, 36m Head, 1050LPM 15HP with starter & control panel |  |  | nos
ML_DWP1654 | Monoblock Pumps | Mono Block Pump Set with CI body, SS shaft and CI Impeller, 36m Head, 1050LPM 15HP with starter & control panel |  |  | nos
ML_DWP1655 | Monoblock Pumps | Mono Block Pump Set with CI body, SS shaft and Bronze Impeller, 36m Head, 1050LPM 15HP with starter & control panel |  |  | nos
ML_DWP1656 | Monoblock Pumps | Mono Block Pump Set with CI body, SS shaft and SS Impeller, 36m Head, 1050LPM 15HP with starter & control panel |  |  | nos
ML_DWP1657 | Monoblock Pumps | Mono Block Pump Set with CI body, Carbon steel shaft and CI Impeller, 40m Head, 1020LPM 15HP with starter & control panel |  |  | nos
ML_DWP1658 | Monoblock Pumps | Mono Block Pump Set with CI body, Carbon steel shaft and Bronze Impeller, 40m Head, 1020LPM 15HP with starter & control panel |  |  | nos
ML_DWP1659 | Monoblock Pumps | Mono Block Pump Set with CI body, Carbon steel shaft and SS Impeller, 40m Head, 1020LPM 15HP with starter & control panel |  |  | nos
ML_DWP1660 | Monoblock Pumps | Mono Block Pump Set with CI body, SS shaft and CI Impeller, 40m Head, 1020LPM 15HP with starter & control panel |  |  | nos
ML_DWP1661 | Monoblock Pumps | Mono Block Pump Set with CI body, SS shaft and Bronze Impeller, 40m Head, 1020LPM 15HP with starter & control panel |  |  | nos
ML_DWP1662 | Monoblock Pumps | Mono Block Pump Set with CI body, SS shaft and SS Impeller, 40m Head, 1020LPM 15HP with starter & control panel |  |  | nos
ML_DWP1663 | Monoblock Pumps | Mono Block Pump Set with CI body, Carbon steel shaft and CI Impeller, 32m Head, 1152LPM 15HP with starter & control panel |  |  | nos
ML_DWP1664 | Monoblock Pumps | Mono Block Pump Set with CI body, Carbon steel shaft and Bronze Impeller, 32m Head, 1152LPM 15HP with starter & control panel |  |  | nos
ML_DWP1665 | Monoblock Pumps | Mono Block Pump Set with CI body, Carbon steel shaft and SS Impeller, 32m Head, 1152LPM 15HP with starter & control panel |  |  | nos
ML_DWP1666 | Monoblock Pumps | Mono Block Pump Set with CI body, SS shaft and CI Impeller, 32m Head, 1152LPM 15HP with starter & control panel |  |  | nos
ML_DWP1667 | Monoblock Pumps | Mono Block Pump Set with CI body, SS shaft and Bronze Impeller, 32m Head, 1152LPM 15HP with starter & control panel |  |  | nos
ML_DWP1668 | Monoblock Pumps | Mono Block Pump Set with CI body, SS shaft and SS Impeller, 32m Head, 1152LPM 15HP with starter & control panel |  |  | nos
ML_DWP1669 | Monoblock Pumps | Mono Block Pump Set with CI body, Carbon steel shaft and CI Impeller, 36m Head, 1110LPM 15HP with starter & control panel |  |  | nos
ML_DWP1670 | Monoblock Pumps | Mono Block Pump Set with CI body, Carbon steel shaft and Bronze Impeller, 36m Head, 1110LPM 15HP with starter & control panel |  |  | nos
ML_DWP1671 | Monoblock Pumps | Mono Block Pump Set with CI body, Carbon steel shaft and SS Impeller, 36m Head, 1110LPM 15HP with starter & control panel |  |  | nos
ML_DWP1672 | Monoblock Pumps | Mono Block Pump Set with CI body, SS shaft and CI Impeller, 36m Head, 1110LPM 15HP with starter & control panel |  |  | nos
ML_DWP1673 | Monoblock Pumps | Mono Block Pump Set with CI body, SS shaft and Bronze Impeller, 36m Head, 1110LPM 15HP with starter & control panel |  |  | nos
ML_DWP1674 | Monoblock Pumps | Mono Block Pump Set with CI body, SS shaft and SS Impeller, 36m Head, 1110LPM 15HP with starter & control panel |  |  | nos
ML_DWP1675 | Monoblock Pumps | Mono Block Pump Set with CI body, Carbon steel shaft and CI Impeller, 40m Head, 1044LPM 15HP with starter & control panel |  |  | nos
ML_DWP1676 | Monoblock Pumps | Mono Block Pump Set with CI body, Carbon steel shaft and Bronze Impeller, 40m Head, 1044LPM 15HP with starter & control panel |  |  | nos
ML_DWP1677 | Monoblock Pumps | Mono Block Pump Set with CI body, Carbon steel shaft and SS Impeller, 40m Head, 1044LPM 15HP with starter & control panel |  |  | nos
ML_DWP1678 | Monoblock Pumps | Mono Block Pump Set with CI body, SS shaft and CI Impeller, 40m Head, 1044LPM 15HP with starter & control panel |  |  | nos
ML_DWP1679 | Monoblock Pumps | Mono Block Pump Set with CI body, SS shaft and Bronze Impeller, 40m Head, 1044LPM 15HP with starter & control panel |  |  | nos
ML_DWP1680 | Monoblock Pumps | Mono Block Pump Set with CI body, SS shaft and SS Impeller, 40m Head, 1044LPM 15HP with starter & control panel |  |  | nos
ML_DWP1681 | Monoblock Pumps | Mono Block Pump Set with CI body, Carbon steel shaft and CI Impeller, 44m Head, 960LPM 15HP with starter & control panel |  |  | nos
ML_DWP1682 | Monoblock Pumps | Mono Block Pump Set with CI body, Carbon steel shaft and Bronze Impeller, 44m Head, 960LPM 15HP with starter & control panel |  |  | nos
ML_DWP1683 | Monoblock Pumps | Mono Block Pump Set with CI body, Carbon steel shaft and SS Impeller, 44m Head, 960LPM 15HP with starter & control panel |  |  | nos
ML_DWP1684 | Monoblock Pumps | Mono Block Pump Set with CI body, SS shaft and CI Impeller, 44m Head, 960LPM 15HP with starter & control panel |  |  | nos
ML_DWP1685 | Monoblock Pumps | Mono Block Pump Set with CI body, SS shaft and Bronze Impeller, 44m Head, 960LPM 15HP with starter & control panel |  |  | nos
ML_DWP1686 | Monoblock Pumps | Mono Block Pump Set with CI body, SS shaft and SS Impeller, 44m Head, 960LPM 15HP with starter & control panel |  |  | nos
ML_DWP1687 | Monoblock Pumps | Mono Block Pump Set with CI body, Carbon steel shaft and CI Impeller, 48m Head, 870LPM 15HP with starter & control panel |  |  | nos
ML_DWP1688 | Monoblock Pumps | Mono Block Pump Set with CI body, Carbon steel shaft and Bronze Impeller, 48m Head, 870LPM 15HP with starter & control panel |  |  | nos
ML_DWP1689 | Monoblock Pumps | Mono Block Pump Set with CI body, Carbon steel shaft and SS Impeller, 48m Head, 870LPM 15HP with starter & control panel |  |  | nos
ML_DWP1690 | Monoblock Pumps | Mono Block Pump Set with CI body, SS shaft and CI Impeller, 48m Head, 870LPM 15HP with starter & control panel |  |  | nos
ML_DWP1691 | Monoblock Pumps | Mono Block Pump Set with CI body, SS shaft and Bronze Impeller, 48m Head, 870LPM 15HP with starter & control panel |  |  | nos
ML_DWP1692 | Monoblock Pumps | Mono Block Pump Set with CI body, SS shaft and SS Impeller, 48m Head, 870LPM 15HP with starter & control panel |  |  | nos
ML_DWP1693 | Monoblock Pumps | Mono Block Pump Set with CI body, Carbon steel shaft and CI Impeller, 52m Head, 732LPM 15HP with starter & control panel |  |  | nos
ML_DWP1694 | Monoblock Pumps | Mono Block Pump Set with CI body, Carbon steel shaft and Bronze Impeller, 52m Head, 732LPM 15HP with starter & control panel |  |  | nos
ML_DWP1695 | Monoblock Pumps | Mono Block Pump Set with CI body, Carbon steel shaft and SS Impeller, 52m Head, 732LPM 15HP with starter & control panel |  |  | nos
ML_DWP1696 | Monoblock Pumps | Mono Block Pump Set with CI body, SS shaft and CI Impeller, 52m Head, 732LPM 15HP with starter & control panel |  |  | nos
ML_DWP1697 | Monoblock Pumps | Mono Block Pump Set with CI body, SS shaft and Bronze Impeller, 52m Head, 732LPM 15HP with starter & control panel |  |  | nos
ML_DWP1698 | Monoblock Pumps | Mono Block Pump Set with CI body, SS shaft and SS Impeller, 52m Head, 732LPM 15HP with starter & control panel |  |  | nos
ML_DWP1699 | Monoblock Pumps | Mono Block Pump Set with CI body, Carbon steel shaft and CI Impeller, 32m Head, 780LPM 15HP with starter & control panel |  |  | nos
ML_DWP1700 | Monoblock Pumps | Mono Block Pump Set with CI body, Carbon steel shaft and Bronze Impeller, 32m Head, 780LPM 15HP with starter & control panel |  |  | nos
ML_DWP1701 | Monoblock Pumps | Mono Block Pump Set with CI body, Carbon steel shaft and SS Impeller, 32m Head, 780LPM 15HP with starter & control panel |  |  | nos
ML_DWP1702 | Monoblock Pumps | Mono Block Pump Set with CI body, SS shaft and CI Impeller, 32m Head, 780LPM 15HP with starter & control panel |  |  | nos
ML_DWP1703 | Monoblock Pumps | Mono Block Pump Set with CI body, SS shaft and Bronze Impeller, 32m Head, 780LPM 15HP with starter & control panel |  |  | nos
ML_DWP1704 | Monoblock Pumps | Mono Block Pump Set with CI body, SS shaft and SS Impeller, 32m Head, 780LPM 15HP with starter & control panel |  |  | nos
ML_DWP1705 | Monoblock Pumps | Mono Block Pump Set with CI body, Carbon steel shaft and CI Impeller, 36m Head, 762LPM 15HP with starter & control panel |  |  | nos
ML_DWP1706 | Monoblock Pumps | Mono Block Pump Set with CI body, Carbon steel shaft and Bronze Impeller, 36m Head, 762LPM 15HP with starter & control panel |  |  | nos
ML_DWP1707 | Monoblock Pumps | Mono Block Pump Set with CI body, Carbon steel shaft and SS Impeller, 36m Head, 762LPM 15HP with starter & control panel |  |  | nos
ML_DWP1708 | Monoblock Pumps | Mono Block Pump Set with CI body, SS shaft and CI Impeller, 36m Head, 762LPM 15HP with starter & control panel |  |  | nos
ML_DWP1709 | Monoblock Pumps | Mono Block Pump Set with CI body, SS shaft and Bronze Impeller, 36m Head, 762LPM 15HP with starter & control panel |  |  | nos
ML_DWP1710 | Monoblock Pumps | Mono Block Pump Set with CI body, SS shaft and SS Impeller, 36m Head, 762LPM 15HP with starter & control panel |  |  | nos
ML_DWP1711 | Monoblock Pumps | Mono Block Pump Set with CI body, Carbon steel shaft and CI Impeller, 40m Head, 750LPM 15HP with starter & control panel |  |  | nos
ML_DWP1712 | Monoblock Pumps | Mono Block Pump Set with CI body, Carbon steel shaft and Bronze Impeller, 40m Head, 750LPM 15HP with starter & control panel |  |  | nos
ML_DWP1713 | Monoblock Pumps | Mono Block Pump Set with CI body, Carbon steel shaft and SS Impeller, 40m Head, 750LPM 15HP with starter & control panel |  |  | nos
ML_DWP1714 | Monoblock Pumps | Mono Block Pump Set with CI body, SS shaft and CI Impeller, 40m Head, 750LPM 15HP with starter & control panel |  |  | nos
ML_DWP1715 | Monoblock Pumps | Mono Block Pump Set with CI body, SS shaft and Bronze Impeller, 40m Head, 750LPM 15HP with starter & control panel |  |  | nos
ML_DWP1716 | Monoblock Pumps | Mono Block Pump Set with CI body, SS shaft and SS Impeller, 40m Head, 750LPM 15HP with starter & control panel |  |  | nos
ML_DWP1717 | Monoblock Pumps | Mono Block Pump Set with CI body, Carbon steel shaft and CI Impeller, 44m Head, 702LPM 15HP with starter & control panel |  |  | nos
ML_DWP1718 | Monoblock Pumps | Mono Block Pump Set with CI body, Carbon steel shaft and Bronze Impeller, 44m Head, 702LPM 15HP with starter & control panel |  |  | nos
ML_DWP1719 | Monoblock Pumps | Mono Block Pump Set with CI body, Carbon steel shaft and SS Impeller, 44m Head, 702LPM 15HP with starter & control panel |  |  | nos
ML_DWP1720 | Monoblock Pumps | Mono Block Pump Set with CI body, SS shaft and CI Impeller, 44m Head, 702LPM 15HP with starter & control panel |  |  | nos
ML_DWP1721 | Monoblock Pumps | Mono Block Pump Set with CI body, SS shaft and Bronze Impeller, 44m Head, 702LPM 15HP with starter & control panel |  |  | nos
ML_DWP1722 | Monoblock Pumps | Mono Block Pump Set with CI body, SS shaft and SS Impeller, 44m Head, 702LPM 15HP with starter & control panel |  |  | nos
ML_DWP1723 | Monoblock Pumps | Mono Block Pump Set with CI body, Carbon steel shaft and CI Impeller, 48m Head, 690LPM 15HP with starter & control panel |  |  | nos
ML_DWP1724 | Monoblock Pumps | Mono Block Pump Set with CI body, Carbon steel shaft and Bronze Impeller, 48m Head, 690LPM 15HP with starter & control panel |  |  | nos
ML_DWP1725 | Monoblock Pumps | Mono Block Pump Set with CI body, Carbon steel shaft and SS Impeller, 48m Head, 690LPM 15HP with starter & control panel |  |  | nos
ML_DWP1726 | Monoblock Pumps | Mono Block Pump Set with CI body, SS shaft and CI Impeller, 48m Head, 690LPM 15HP with starter & control panel |  |  | nos
ML_DWP1727 | Monoblock Pumps | Mono Block Pump Set with CI body, SS shaft and Bronze Impeller, 48m Head, 690LPM 15HP with starter & control panel |  |  | nos
ML_DWP1728 | Monoblock Pumps | Mono Block Pump Set with CI body, SS shaft and SS Impeller, 48m Head, 690LPM 15HP with starter & control panel |  |  | nos
ML_DWP1729 | Monoblock Pumps | Mono Block Pump Set with CI body, Carbon steel shaft and CI Impeller, 52m Head, 642LPM 15HP with starter & control panel |  |  | nos
ML_DWP1730 | Monoblock Pumps | Mono Block Pump Set with CI body, Carbon steel shaft and Bronze Impeller, 52m Head, 642LPM 15HP with starter & control panel |  |  | nos
ML_DWP1731 | Monoblock Pumps | Mono Block Pump Set with CI body, Carbon steel shaft and SS Impeller, 52m Head, 642LPM 15HP with starter & control panel |  |  | nos
ML_DWP1732 | Monoblock Pumps | Mono Block Pump Set with CI body, SS shaft and CI Impeller, 52m Head, 642LPM 15HP with starter & control panel |  |  | nos
ML_DWP1733 | Monoblock Pumps | Mono Block Pump Set with CI body, SS shaft and Bronze Impeller, 52m Head, 642LPM 15HP with starter & control panel |  |  | nos
ML_DWP1734 | Monoblock Pumps | Mono Block Pump Set with CI body, SS shaft and SS Impeller, 52m Head, 642LPM 15HP with starter & control panel |  |  | nos
ML_DWP1735 | Monoblock Pumps | Mono Block Pump Set with CI body, Carbon steel shaft and CI Impeller, 56m Head, 582LPM 15HP with starter & control panel |  |  | nos
ML_DWP1736 | Monoblock Pumps | Mono Block Pump Set with CI body, Carbon steel shaft and Bronze Impeller, 56m Head, 582LPM 15HP with starter & control panel |  |  | nos
ML_DWP1737 | Monoblock Pumps | Mono Block Pump Set with CI body, Carbon steel shaft and SS Impeller, 56m Head, 582LPM 15HP with starter & control panel |  |  | nos
ML_DWP1738 | Monoblock Pumps | Mono Block Pump Set with CI body, SS shaft and CI Impeller, 56m Head, 582LPM 15HP with starter & control panel |  |  | nos
ML_DWP1739 | Monoblock Pumps | Mono Block Pump Set with CI body, SS shaft and Bronze Impeller, 56m Head, 582LPM 15HP with starter & control panel |  |  | nos
ML_DWP1740 | Monoblock Pumps | Mono Block Pump Set with CI body, SS shaft and SS Impeller, 56m Head, 582LPM 15HP with starter & control panel |  |  | nos
ML_DWP1741 | Monoblock Pumps | Mono Block Pump Set with CI body, Carbon steel shaft and CI Impeller, 60m Head, 540LPM 15HP with starter & control panel |  |  | nos
ML_DWP1742 | Monoblock Pumps | Mono Block Pump Set with CI body, Carbon steel shaft and Bronze Impeller, 60m Head, 540LPM 15HP with starter & control panel |  |  | nos
ML_DWP1743 | Monoblock Pumps | Mono Block Pump Set with CI body, Carbon steel shaft and SS Impeller, 60m Head, 540LPM 15HP with starter & control panel |  |  | nos
ML_DWP1744 | Monoblock Pumps | Mono Block Pump Set with CI body, SS shaft and CI Impeller, 60m Head, 540LPM 15HP with starter & control panel |  |  | nos
ML_DWP1745 | Monoblock Pumps | Mono Block Pump Set with CI body, SS shaft and Bronze Impeller, 60m Head, 540LPM 15HP with starter & control panel |  |  | nos
ML_DWP1746 | Monoblock Pumps | Mono Block Pump Set with CI body, SS shaft and SS Impeller, 60m Head, 540LPM 15HP with starter & control panel |  |  | nos
ML_DWP1747 | Monoblock Pumps | Mono Block Pump Set with CI body, Carbon steel shaft and CI Impeller, 4m Head, 480LPM 15HP with starter & control panel |  |  | nos
ML_DWP1748 | Monoblock Pumps | Mono Block Pump Set with CI body, Carbon steel shaft and Bronze Impeller, 4m Head, 480LPM 15HP with starter & control panel |  |  | nos
ML_DWP1749 | Monoblock Pumps | Mono Block Pump Set with CI body, Carbon steel shaft and SS Impeller, 4m Head, 480LPM 15HP with starter & control panel |  |  | nos
ML_DWP1750 | Monoblock Pumps | Mono Block Pump Set with CI body, SS shaft and CI Impeller, 4m Head, 480LPM 15HP with starter & control panel |  |  | nos
ML_DWP1751 | Monoblock Pumps | Mono Block Pump Set with CI body, SS shaft and Bronze Impeller, 4m Head, 480LPM 15HP with starter & control panel |  |  | nos
ML_DWP1752 | Monoblock Pumps | Mono Block Pump Set with CI body, SS shaft and SS Impeller, 4m Head, 480LPM 15HP with starter & control panel |  |  | nos
ML_DWP1753 | Monoblock Pumps | Mono Block Pump Set with CI body, Carbon steel shaft and CI Impeller, 68m Head, 390LPM 15HP with starter & control panel |  |  | nos
ML_DWP1754 | Monoblock Pumps | Mono Block Pump Set with CI body, Carbon steel shaft and Bronze Impeller, 68m Head, 390LPM 15HP with starter & control panel |  |  | nos
ML_DWP1755 | Monoblock Pumps | Mono Block Pump Set with CI body, Carbon steel shaft and SS Impeller, 68m Head, 390LPM 15HP with starter & control panel |  |  | nos
ML_DWP1756 | Monoblock Pumps | Mono Block Pump Set with CI body, SS shaft and CI Impeller, 68m Head, 390LPM 15HP with starter & control panel |  |  | nos
ML_DWP1757 | Monoblock Pumps | Mono Block Pump Set with CI body, SS shaft and Bronze Impeller, 68m Head, 390LPM 15HP with starter & control panel |  |  | nos
ML_DWP1758 | Monoblock Pumps | Mono Block Pump Set with CI body, SS shaft and SS Impeller, 68m Head, 390LPM 15HP with starter & control panel |  |  | nos
ML_DWP1759 | Monoblock Pumps | Mono Block Pump Set with CI body, Carbon steel shaft and CI Impeller, 52m Head, 486LPM 15HP with starter & control panel |  |  | nos
ML_DWP1760 | Monoblock Pumps | Mono Block Pump Set with CI body, Carbon steel shaft and Bronze Impeller, 52m Head, 486LPM 15HP with starter & control panel |  |  | nos
ML_DWP1761 | Monoblock Pumps | Mono Block Pump Set with CI body, Carbon steel shaft and SS Impeller, 52m Head, 486LPM 15HP with starter & control panel |  |  | nos
ML_DWP1762 | Monoblock Pumps | Mono Block Pump Set with CI body, SS shaft and CI Impeller, 52m Head, 486LPM 15HP with starter & control panel |  |  | nos
ML_DWP1763 | Monoblock Pumps | Mono Block Pump Set with CI body, SS shaft and Bronze Impeller, 52m Head, 486LPM 15HP with starter & control panel |  |  | nos
ML_DWP1764 | Monoblock Pumps | Mono Block Pump Set with CI body, SS shaft and SS Impeller, 52m Head, 486LPM 15HP with starter & control panel |  |  | nos
ML_DWP1765 | Monoblock Pumps | Mono Block Pump Set with CI body, Carbon steel shaft and CI Impeller, 56m Head, 462LPM 15HP with starter & control panel |  |  | nos
ML_DWP1766 | Monoblock Pumps | Mono Block Pump Set with CI body, Carbon steel shaft and Bronze Impeller, 56m Head, 462LPM 15HP with starter & control panel |  |  | nos
ML_DWP1767 | Monoblock Pumps | Mono Block Pump Set with CI body, Carbon steel shaft and SS Impeller, 56m Head, 462LPM 15HP with starter & control panel |  |  | nos
ML_DWP1768 | Monoblock Pumps | Mono Block Pump Set with CI body, SS shaft and CI Impeller, 56m Head, 462LPM 15HP with starter & control panel |  |  | nos
ML_DWP1769 | Monoblock Pumps | Mono Block Pump Set with CI body, SS shaft and Bronze Impeller, 56m Head, 462LPM 15HP with starter & control panel |  |  | nos
ML_DWP1770 | Monoblock Pumps | Mono Block Pump Set with CI body, SS shaft and SS Impeller, 56m Head, 462LPM 15HP with starter & control panel |  |  | nos
ML_DWP1771 | Monoblock Pumps | Mono Block Pump Set with CI body, Carbon steel shaft and CI Impeller, 60m Head, 444LPM 15HP with starter & control panel |  |  | nos
ML_DWP1772 | Monoblock Pumps | Mono Block Pump Set with CI body, Carbon steel shaft and Bronze Impeller, 60m Head, 444LPM 15HP with starter & control panel |  |  | nos
ML_DWP1773 | Monoblock Pumps | Mono Block Pump Set with CI body, Carbon steel shaft and SS Impeller, 60m Head, 444LPM 15HP with starter & control panel |  |  | nos
ML_DWP1774 | Monoblock Pumps | Mono Block Pump Set with CI body, SS shaft and CI Impeller, 60m Head, 444LPM 15HP with starter & control panel |  |  | nos
ML_DWP1775 | Monoblock Pumps | Mono Block Pump Set with CI body, SS shaft and Bronze Impeller, 60m Head, 444LPM 15HP with starter & control panel |  |  | nos
ML_DWP1776 | Monoblock Pumps | Mono Block Pump Set with CI body, SS shaft and SS Impeller, 60m Head, 444LPM 15HP with starter & control panel |  |  | nos
ML_DWP1777 | Monoblock Pumps | Mono Block Pump Set with CI body, Carbon steel shaft and CI Impeller, 4m Head, 414LPM 15HP with starter & control panel |  |  | nos
ML_DWP1778 | Monoblock Pumps | Mono Block Pump Set with CI body, Carbon steel shaft and Bronze Impeller, 4m Head, 414LPM 15HP with starter & control panel |  |  | nos
ML_DWP1779 | Monoblock Pumps | Mono Block Pump Set with CI body, Carbon steel shaft and SS Impeller, 4m Head, 414LPM 15HP with starter & control panel |  |  | nos
ML_DWP1780 | Monoblock Pumps | Mono Block Pump Set with CI body, SS shaft and CI Impeller, 4m Head, 414LPM 15HP with starter & control panel |  |  | nos
ML_DWP1781 | Monoblock Pumps | Mono Block Pump Set with CI body, SS shaft and Bronze Impeller, 4m Head, 414LPM 15HP with starter & control panel |  |  | nos
ML_DWP1782 | Monoblock Pumps | Mono Block Pump Set with CI body, SS shaft and SS Impeller, 4m Head, 414LPM 15HP with starter & control panel |  |  | nos
ML_DWP1783 | Monoblock Pumps | Mono Block Pump Set with CI body, Carbon steel shaft and CI Impeller, 68m Head, 384LPM 15HP with starter & control panel |  |  | nos
ML_DWP1784 | Monoblock Pumps | Mono Block Pump Set with CI body, Carbon steel shaft and Bronze Impeller, 68m Head, 384LPM 15HP with starter & control panel |  |  | nos
ML_DWP1785 | Monoblock Pumps | Mono Block Pump Set with CI body, Carbon steel shaft and SS Impeller, 68m Head, 384LPM 15HP with starter & control panel |  |  | nos
ML_DWP1786 | Monoblock Pumps | Mono Block Pump Set with CI body, SS shaft and CI Impeller, 68m Head, 384LPM 15HP with starter & control panel |  |  | nos
ML_DWP1787 | Monoblock Pumps | Mono Block Pump Set with CI body, SS shaft and Bronze Impeller, 68m Head, 384LPM 15HP with starter & control panel |  |  | nos
ML_DWP1788 | Monoblock Pumps | Mono Block Pump Set with CI body, SS shaft and SS Impeller, 68m Head, 384LPM 15HP with starter & control panel |  |  | nos
ML_DWP1789 | Monoblock Pumps | Mono Block Pump Set with CI body, Carbon steel shaft and CI Impeller, 72m Head, 348LPM 15HP with starter & control panel |  |  | nos
ML_DWP1790 | Monoblock Pumps | Mono Block Pump Set with CI body, Carbon steel shaft and Bronze Impeller, 72m Head, 348LPM 15HP with starter & control panel |  |  | nos
ML_DWP1791 | Monoblock Pumps | Mono Block Pump Set with CI body, Carbon steel shaft and SS Impeller, 72m Head, 348LPM 15HP with starter & control panel |  |  | nos
ML_DWP1792 | Monoblock Pumps | Mono Block Pump Set with CI body, SS shaft and CI Impeller, 72m Head, 348LPM 15HP with starter & control panel |  |  | nos
ML_DWP1793 | Monoblock Pumps | Mono Block Pump Set with CI body, SS shaft and Bronze Impeller, 72m Head, 348LPM 15HP with starter & control panel |  |  | nos
ML_DWP1794 | Monoblock Pumps | Mono Block Pump Set with CI body, SS shaft and SS Impeller, 72m Head, 348LPM 15HP with starter & control panel |  |  | nos
ML_DWP1795 | Monoblock Pumps | Mono Block Pump Set with CI body, Carbon steel shaft and CI Impeller, 76m Head, 294LPM 15HP with starter & control panel |  |  | nos
ML_DWP1796 | Monoblock Pumps | Mono Block Pump Set with CI body, Carbon steel shaft and Bronze Impeller, 76m Head, 294LPM 15HP with starter & control panel |  |  | nos
ML_DWP1797 | Monoblock Pumps | Mono Block Pump Set with CI body, Carbon steel shaft and SS Impeller, 76m Head, 294LPM 15HP with starter & control panel |  |  | nos
ML_DWP1798 | Monoblock Pumps | Mono Block Pump Set with CI body, SS shaft and CI Impeller, 76m Head, 294LPM 15HP with starter & control panel |  |  | nos
ML_DWP1799 | Monoblock Pumps | Mono Block Pump Set with CI body, SS shaft and Bronze Impeller, 76m Head, 294LPM 15HP with starter & control panel |  |  | nos
ML_DWP1800 | Monoblock Pumps | Mono Block Pump Set with CI body, SS shaft and SS Impeller, 76m Head, 294LPM 15HP with starter & control panel |  |  | nos
ML_DWP1801 | Monoblock Pumps | Mono Block Pump Set with CI body, Carbon steel shaft and CI Impeller, 16m Head, 2940LPM 20HP with starter & control panel |  |  | nos
ML_DWP1802 | Monoblock Pumps | Mono Block Pump Set with CI body, Carbon steel shaft and Bronze Impeller, 16m Head, 2940LPM 20HP with starter & control panel |  |  | nos
ML_DWP1803 | Monoblock Pumps | Mono Block Pump Set with CI body, Carbon steel shaft and SS Impeller, 16m Head, 2940LPM 20HP with starter & control panel |  |  | nos
ML_DWP1804 | Monoblock Pumps | Mono Block Pump Set with CI body, SS shaft and CI Impeller, 16m Head, 2940LPM 20HP with starter & control panel |  |  | nos
ML_DWP1805 | Monoblock Pumps | Mono Block Pump Set with CI body, SS shaft and Bronze Impeller, 16m Head, 2940LPM 20HP with starter & control panel |  |  | nos
ML_DWP1806 | Monoblock Pumps | Mono Block Pump Set with CI body, SS shaft and SS Impeller, 16m Head, 2940LPM 20HP with starter & control panel |  |  | nos
ML_DWP1807 | Monoblock Pumps | Mono Block Pump Set with CI body, Carbon steel shaft and CI Impeller, 18m Head, 2820LPM 20HP with starter & control panel |  |  | nos
ML_DWP1808 | Monoblock Pumps | Mono Block Pump Set with CI body, Carbon steel shaft and Bronze Impeller, 18m Head, 2820LPM 20HP with starter & control panel |  |  | nos
ML_DWP1809 | Monoblock Pumps | Mono Block Pump Set with CI body, Carbon steel shaft and SS Impeller, 18m Head, 2820LPM 20HP with starter & control panel |  |  | nos
ML_DWP1810 | Monoblock Pumps | Mono Block Pump Set with CI body, SS shaft and CI Impeller, 18m Head, 2820LPM 20HP with starter & control panel |  |  | nos
ML_DWP1811 | Monoblock Pumps | Mono Block Pump Set with CI body, SS shaft and Bronze Impeller, 18m Head, 2820LPM 20HP with starter & control panel |  |  | nos
ML_DWP1812 | Monoblock Pumps | Mono Block Pump Set with CI body, SS shaft and SS Impeller, 18m Head, 2820LPM 20HP with starter & control panel |  |  | nos
ML_DWP1813 | Monoblock Pumps | Mono Block Pump Set with CI body, Carbon steel shaft and CI Impeller, 20m Head, 2700LPM 20HP with starter & control panel |  |  | nos
ML_DWP1814 | Monoblock Pumps | Mono Block Pump Set with CI body, Carbon steel shaft and Bronze Impeller, 20m Head, 2700LPM 20HP with starter & control panel |  |  | nos
ML_DWP1815 | Monoblock Pumps | Mono Block Pump Set with CI body, Carbon steel shaft and SS Impeller, 20m Head, 2700LPM 20HP with starter & control panel |  |  | nos
ML_DWP1816 | Monoblock Pumps | Mono Block Pump Set with CI body, SS shaft and CI Impeller, 20m Head, 2700LPM 20HP with starter & control panel |  |  | nos
ML_DWP1817 | Monoblock Pumps | Mono Block Pump Set with CI body, SS shaft and Bronze Impeller, 20m Head, 2700LPM 20HP with starter & control panel |  |  | nos
ML_DWP1818 | Monoblock Pumps | Mono Block Pump Set with CI body, SS shaft and SS Impeller, 20m Head, 2700LPM 20HP with starter & control panel |  |  | nos
ML_DWP1819 | Monoblock Pumps | Mono Block Pump Set with CI body, Carbon steel shaft and CI Impeller, 22m Head, 2520LPM 20HP with starter & control panel |  |  | nos
ML_DWP1820 | Monoblock Pumps | Mono Block Pump Set with CI body, Carbon steel shaft and Bronze Impeller, 22m Head, 2520LPM 20HP with starter & control panel |  |  | nos
ML_DWP1821 | Monoblock Pumps | Mono Block Pump Set with CI body, Carbon steel shaft and SS Impeller, 22m Head, 2520LPM 20HP with starter & control panel |  |  | nos
ML_DWP1822 | Monoblock Pumps | Mono Block Pump Set with CI body, SS shaft and CI Impeller, 22m Head, 2520LPM 20HP with starter & control panel |  |  | nos
ML_DWP1823 | Monoblock Pumps | Mono Block Pump Set with CI body, SS shaft and Bronze Impeller, 22m Head, 2520LPM 20HP with starter & control panel |  |  | nos
ML_DWP1824 | Monoblock Pumps | Mono Block Pump Set with CI body, SS shaft and SS Impeller, 22m Head, 2520LPM 20HP with starter & control panel |  |  | nos
ML_DWP1825 | Monoblock Pumps | Mono Block Pump Set with CI body, Carbon steel shaft and CI Impeller, 24m Head, 2340LPM 20HP with starter & control panel |  |  | nos
ML_DWP1826 | Monoblock Pumps | Mono Block Pump Set with CI body, Carbon steel shaft and Bronze Impeller, 24m Head, 2340LPM 20HP with starter & control panel |  |  | nos
ML_DWP1827 | Monoblock Pumps | Mono Block Pump Set with CI body, Carbon steel shaft and SS Impeller, 24m Head, 2340LPM 20HP with starter & control panel |  |  | nos
ML_DWP1828 | Monoblock Pumps | Mono Block Pump Set with CI body, SS shaft and CI Impeller, 24m Head, 2340LPM 20HP with starter & control panel |  |  | nos
ML_DWP1829 | Monoblock Pumps | Mono Block Pump Set with CI body, SS shaft and Bronze Impeller, 24m Head, 2340LPM 20HP with starter & control panel |  |  | nos
ML_DWP1830 | Monoblock Pumps | Mono Block Pump Set with CI body, SS shaft and SS Impeller, 24m Head, 2340LPM 20HP with starter & control panel |  |  | nos
ML_DWP1831 | Monoblock Pumps | Mono Block Pump Set with CI body, Carbon steel shaft and CI Impeller, 26m Head, 2100LPM 20HP with starter & control panel |  |  | nos
ML_DWP1832 | Monoblock Pumps | Mono Block Pump Set with CI body, Carbon steel shaft and Bronze Impeller, 26m Head, 2100LPM 20HP with starter & control panel |  |  | nos
ML_DWP1833 | Monoblock Pumps | Mono Block Pump Set with CI body, Carbon steel shaft and SS Impeller, 26m Head, 2100LPM 20HP with starter & control panel |  |  | nos
ML_DWP1834 | Monoblock Pumps | Mono Block Pump Set with CI body, SS shaft and CI Impeller, 26m Head, 2100LPM 20HP with starter & control panel |  |  | nos
ML_DWP1835 | Monoblock Pumps | Mono Block Pump Set with CI body, SS shaft and Bronze Impeller, 26m Head, 2100LPM 20HP with starter & control panel |  |  | nos
ML_DWP1836 | Monoblock Pumps | Mono Block Pump Set with CI body, SS shaft and SS Impeller, 26m Head, 2100LPM 20HP with starter & control panel |  |  | nos
ML_DWP1837 | Monoblock Pumps | Mono Block Pump Set with CI body, Carbon steel shaft and CI Impeller, 28m Head, 1800LPM 20HP with starter & control panel |  |  | nos
ML_DWP1838 | Monoblock Pumps | Mono Block Pump Set with CI body, Carbon steel shaft and Bronze Impeller, 28m Head, 1800LPM 20HP with starter & control panel |  |  | nos
ML_DWP1839 | Monoblock Pumps | Mono Block Pump Set with CI body, Carbon steel shaft and SS Impeller, 28m Head, 1800LPM 20HP with starter & control panel |  |  | nos
ML_DWP1840 | Monoblock Pumps | Mono Block Pump Set with CI body, SS shaft and CI Impeller, 28m Head, 1800LPM 20HP with starter & control panel |  |  | nos
ML_DWP1841 | Monoblock Pumps | Mono Block Pump Set with CI body, SS shaft and Bronze Impeller, 28m Head, 1800LPM 20HP with starter & control panel |  |  | nos
ML_DWP1842 | Monoblock Pumps | Mono Block Pump Set with CI body, SS shaft and SS Impeller, 28m Head, 1800LPM 20HP with starter & control panel |  |  | nos
ML_DWP1843 | Monoblock Pumps | Mono Block Pump Set with CI body, Carbon steel shaft and CI Impeller, 30m Head, 1260LPM 20HP with starter & control panel |  |  | nos
ML_DWP1844 | Monoblock Pumps | Mono Block Pump Set with CI body, Carbon steel shaft and Bronze Impeller, 30m Head, 1260LPM 20HP with starter & control panel |  |  | nos
ML_DWP1845 | Monoblock Pumps | Mono Block Pump Set with CI body, Carbon steel shaft and SS Impeller, 30m Head, 1260LPM 20HP with starter & control panel |  |  | nos
ML_DWP1846 | Monoblock Pumps | Mono Block Pump Set with CI body, SS shaft and CI Impeller, 30m Head, 1260LPM 20HP with starter & control panel |  |  | nos
ML_DWP1847 | Monoblock Pumps | Mono Block Pump Set with CI body, SS shaft and Bronze Impeller, 30m Head, 1260LPM 20HP with starter & control panel |  |  | nos
ML_DWP1848 | Monoblock Pumps | Mono Block Pump Set with CI body, SS shaft and SS Impeller, 30m Head, 1260LPM 20HP with starter & control panel |  |  | nos
ML_DWP1849 | Monoblock Pumps | Mono Block Pump Set with CI body, Carbon steel shaft and CI Impeller, 28m Head, 1824LPM 20HP with starter & control panel |  |  | nos
ML_DWP1850 | Monoblock Pumps | Mono Block Pump Set with CI body, Carbon steel shaft and Bronze Impeller, 28m Head, 1824LPM 20HP with starter & control panel |  |  | nos
ML_DWP1851 | Monoblock Pumps | Mono Block Pump Set with CI body, Carbon steel shaft and SS Impeller, 28m Head, 1824LPM 20HP with starter & control panel |  |  | nos
ML_DWP1852 | Monoblock Pumps | Mono Block Pump Set with CI body, SS shaft and CI Impeller, 28m Head, 1824LPM 20HP with starter & control panel |  |  | nos
ML_DWP1853 | Monoblock Pumps | Mono Block Pump Set with CI body, SS shaft and Bronze Impeller, 28m Head, 1824LPM 20HP with starter & control panel |  |  | nos
ML_DWP1854 | Monoblock Pumps | Mono Block Pump Set with CI body, SS shaft and SS Impeller, 28m Head, 1824LPM 20HP with starter & control panel |  |  | nos
ML_DWP1855 | Monoblock Pumps | Mono Block Pump Set with CI body, Carbon steel shaft and CI Impeller, 32m Head, 1728LPM 20HP with starter & control panel |  |  | nos
ML_DWP1856 | Monoblock Pumps | Mono Block Pump Set with CI body, Carbon steel shaft and Bronze Impeller, 32m Head, 1728LPM 20HP with starter & control panel |  |  | nos
ML_DWP1857 | Monoblock Pumps | Mono Block Pump Set with CI body, Carbon steel shaft and SS Impeller, 32m Head, 1728LPM 20HP with starter & control panel |  |  | nos
ML_DWP1858 | Monoblock Pumps | Mono Block Pump Set with CI body, SS shaft and CI Impeller, 32m Head, 1728LPM 20HP with starter & control panel |  |  | nos
ML_DWP1859 | Monoblock Pumps | Mono Block Pump Set with CI body, SS shaft and Bronze Impeller, 32m Head, 1728LPM 20HP with starter & control panel |  |  | nos
ML_DWP1860 | Monoblock Pumps | Mono Block Pump Set with CI body, SS shaft and SS Impeller, 32m Head, 1728LPM 20HP with starter & control panel |  |  | nos
ML_DWP1861 | Monoblock Pumps | Mono Block Pump Set with CI body, Carbon steel shaft and CI Impeller, 36m Head, 1620LPM 20HP with starter & control panel |  |  | nos
ML_DWP1862 | Monoblock Pumps | Mono Block Pump Set with CI body, Carbon steel shaft and Bronze Impeller, 36m Head, 1620LPM 20HP with starter & control panel |  |  | nos
ML_DWP1863 | Monoblock Pumps | Mono Block Pump Set with CI body, Carbon steel shaft and SS Impeller, 36m Head, 1620LPM 20HP with starter & control panel |  |  | nos
ML_DWP1864 | Monoblock Pumps | Mono Block Pump Set with CI body, SS shaft and CI Impeller, 36m Head, 1620LPM 20HP with starter & control panel |  |  | nos
ML_DWP1865 | Monoblock Pumps | Mono Block Pump Set with CI body, SS shaft and Bronze Impeller, 36m Head, 1620LPM 20HP with starter & control panel |  |  | nos
ML_DWP1866 | Monoblock Pumps | Mono Block Pump Set with CI body, SS shaft and SS Impeller, 36m Head, 1620LPM 20HP with starter & control panel |  |  | nos
ML_DWP1867 | Monoblock Pumps | Mono Block Pump Set with CI body, Carbon steel shaft and CI Impeller, 40m Head, 1500LPM 20HP with starter & control panel |  |  | nos
ML_DWP1868 | Monoblock Pumps | Mono Block Pump Set with CI body, Carbon steel shaft and Bronze Impeller, 40m Head, 1500LPM 20HP with starter & control panel |  |  | nos
ML_DWP1869 | Monoblock Pumps | Mono Block Pump Set with CI body, Carbon steel shaft and SS Impeller, 40m Head, 1500LPM 20HP with starter & control panel |  |  | nos
ML_DWP1870 | Monoblock Pumps | Mono Block Pump Set with CI body, SS shaft and CI Impeller, 40m Head, 1500LPM 20HP with starter & control panel |  |  | nos
ML_DWP1871 | Monoblock Pumps | Mono Block Pump Set with CI body, SS shaft and Bronze Impeller, 40m Head, 1500LPM 20HP with starter & control panel |  |  | nos
ML_DWP1872 | Monoblock Pumps | Mono Block Pump Set with CI body, SS shaft and SS Impeller, 40m Head, 1500LPM 20HP with starter & control panel |  |  | nos
ML_DWP1873 | Monoblock Pumps | Mono Block Pump Set with CI body, Carbon steel shaft and CI Impeller, 44m Head, 1368LPM 20HP with starter & control panel |  |  | nos
ML_DWP1874 | Monoblock Pumps | Mono Block Pump Set with CI body, Carbon steel shaft and Bronze Impeller, 44m Head, 1368LPM 20HP with starter & control panel |  |  | nos
ML_DWP1875 | Monoblock Pumps | Mono Block Pump Set with CI body, Carbon steel shaft and SS Impeller, 44m Head, 1368LPM 20HP with starter & control panel |  |  | nos
ML_DWP1876 | Monoblock Pumps | Mono Block Pump Set with CI body, SS shaft and CI Impeller, 44m Head, 1368LPM 20HP with starter & control panel |  |  | nos
ML_DWP1877 | Monoblock Pumps | Mono Block Pump Set with CI body, SS shaft and Bronze Impeller, 44m Head, 1368LPM 20HP with starter & control panel |  |  | nos
ML_DWP1878 | Monoblock Pumps | Mono Block Pump Set with CI body, SS shaft and SS Impeller, 44m Head, 1368LPM 20HP with starter & control panel |  |  | nos
ML_DWP1879 | Monoblock Pumps | Mono Block Pump Set with CI body, Carbon steel shaft and CI Impeller, 48m Head, 1164LPM 20HP with starter & control panel |  |  | nos
ML_DWP1880 | Monoblock Pumps | Mono Block Pump Set with CI body, Carbon steel shaft and Bronze Impeller, 48m Head, 1164LPM 20HP with starter & control panel |  |  | nos
ML_DWP1881 | Monoblock Pumps | Mono Block Pump Set with CI body, Carbon steel shaft and SS Impeller, 48m Head, 1164LPM 20HP with starter & control panel |  |  | nos
ML_DWP1882 | Monoblock Pumps | Mono Block Pump Set with CI body, SS shaft and CI Impeller, 48m Head, 1164LPM 20HP with starter & control panel |  |  | nos
ML_DWP1883 | Monoblock Pumps | Mono Block Pump Set with CI body, SS shaft and Bronze Impeller, 48m Head, 1164LPM 20HP with starter & control panel |  |  | nos
ML_DWP1884 | Monoblock Pumps | Mono Block Pump Set with CI body, SS shaft and SS Impeller, 48m Head, 1164LPM 20HP with starter & control panel |  |  | nos
ML_DWP1885 | Monoblock Pumps | Mono Block Pump Set with CI body, Carbon steel shaft and CI Impeller, 52m Head, 120LPM 20HP with starter & control panel |  |  | nos
ML_DWP1886 | Monoblock Pumps | Mono Block Pump Set with CI body, Carbon steel shaft and Bronze Impeller, 52m Head, 120LPM 20HP with starter & control panel |  |  | nos
ML_DWP1887 | Monoblock Pumps | Mono Block Pump Set with CI body, Carbon steel shaft and SS Impeller, 52m Head, 120LPM 20HP with starter & control panel |  |  | nos
ML_DWP1888 | Monoblock Pumps | Mono Block Pump Set with CI body, SS shaft and CI Impeller, 52m Head, 120LPM 20HP with starter & control panel |  |  | nos
ML_DWP1889 | Monoblock Pumps | Mono Block Pump Set with CI body, SS shaft and Bronze Impeller, 52m Head, 120LPM 20HP with starter & control panel |  |  | nos
ML_DWP1890 | Monoblock Pumps | Mono Block Pump Set with CI body, SS shaft and SS Impeller, 52m Head, 120LPM 20HP with starter & control panel |  |  | nos
ML_DWP1891 | Monoblock Pumps | Mono Block Pump Set with CI body, Carbon steel shaft and CI Impeller, 48m Head, 1470LPM 25HP with starter & control panel |  |  | nos
ML_DWP1892 | Monoblock Pumps | Mono Block Pump Set with CI body, Carbon steel shaft and Bronze Impeller, 48m Head, 1470LPM 25HP with starter & control panel |  |  | nos
ML_DWP1893 | Monoblock Pumps | Mono Block Pump Set with CI body, Carbon steel shaft and SS Impeller, 48m Head, 1470LPM 25HP with starter & control panel |  |  | nos
ML_DWP1894 | Monoblock Pumps | Mono Block Pump Set with CI body, SS shaft and CI Impeller, 48m Head, 1470LPM 25HP with starter & control panel |  |  | nos
ML_DWP1895 | Monoblock Pumps | Mono Block Pump Set with CI body, SS shaft and Bronze Impeller, 48m Head, 1470LPM 25HP with starter & control panel |  |  | nos
ML_DWP1896 | Monoblock Pumps | Mono Block Pump Set with CI body, SS shaft and SS Impeller, 48m Head, 1470LPM 25HP with starter & control panel |  |  | nos
ML_DWP1897 | Monoblock Pumps | Mono Block Pump Set with CI body, Carbon steel shaft and CI Impeller, 52m Head, 1320LPM 25HP with starter & control panel |  |  | nos
ML_DWP1898 | Monoblock Pumps | Mono Block Pump Set with CI body, Carbon steel shaft and Bronze Impeller, 52m Head, 1320LPM 25HP with starter & control panel |  |  | nos
ML_DWP1899 | Monoblock Pumps | Mono Block Pump Set with CI body, Carbon steel shaft and SS Impeller, 52m Head, 1320LPM 25HP with starter & control panel |  |  | nos
ML_DWP1900 | Monoblock Pumps | Mono Block Pump Set with CI body, SS shaft and CI Impeller, 52m Head, 1320LPM 25HP with starter & control panel |  |  | nos
ML_DWP1901 | Monoblock Pumps | Mono Block Pump Set with CI body, SS shaft and Bronze Impeller, 52m Head, 1320LPM 25HP with starter & control panel |  |  | nos
ML_DWP1902 | Monoblock Pumps | Mono Block Pump Set with CI body, SS shaft and SS Impeller, 52m Head, 1320LPM 25HP with starter & control panel |  |  | nos
ML_DWP1903 | Monoblock Pumps | Mono Block Pump Set with CI body, Carbon steel shaft and CI Impeller, 56m Head, 1116LPM 25HP with starter & control panel |  |  | nos
ML_DWP1904 | Monoblock Pumps | Mono Block Pump Set with CI body, Carbon steel shaft and Bronze Impeller, 56m Head, 1116LPM 25HP with starter & control panel |  |  | nos
ML_DWP1905 | Monoblock Pumps | Mono Block Pump Set with CI body, Carbon steel shaft and SS Impeller, 56m Head, 1116LPM 25HP with starter & control panel |  |  | nos
ML_DWP1906 | Monoblock Pumps | Mono Block Pump Set with CI body, SS shaft and CI Impeller, 56m Head, 1116LPM 25HP with starter & control panel |  |  | nos
ML_DWP1907 | Monoblock Pumps | Mono Block Pump Set with CI body, SS shaft and Bronze Impeller, 56m Head, 1116LPM 25HP with starter & control panel |  |  | nos
ML_DWP1908 | Monoblock Pumps | Mono Block Pump Set with CI body, SS shaft and SS Impeller, 56m Head, 1116LPM 25HP with starter & control panel |  |  | nos
ML_DWP1909 | Monoblock Pumps | Mono Block Pump Set with CI body, Carbon steel shaft and CI Impeller, 60m Head, 780LPM 25HP with starter & control panel |  |  | nos
ML_DWP1910 | Monoblock Pumps | Mono Block Pump Set with CI body, Carbon steel shaft and Bronze Impeller, 60m Head, 780LPM 25HP with starter & control panel |  |  | nos
ML_DWP1911 | Monoblock Pumps | Mono Block Pump Set with CI body, Carbon steel shaft and SS Impeller, 60m Head, 780LPM 25HP with starter & control panel |  |  | nos
ML_DWP1912 | Monoblock Pumps | Mono Block Pump Set with CI body, SS shaft and CI Impeller, 60m Head, 780LPM 25HP with starter & control panel |  |  | nos
ML_DWP1913 | Monoblock Pumps | Mono Block Pump Set with CI body, SS shaft and Bronze Impeller, 60m Head, 780LPM 25HP with starter & control panel |  |  | nos
ML_DWP1914 | Monoblock Pumps | Mono Block Pump Set with CI body, SS shaft and SS Impeller, 60m Head, 780LPM 25HP with starter & control panel |  |  | nos
ML_DWP1915 | Monoblock Pumps | Mono Block Pump Set with CI body, Carbon steel shaft and CI Impeller, 48m Head, 1680LPM 30HP with starter & control panel |  |  | nos
ML_DWP1916 | Monoblock Pumps | Mono Block Pump Set with CI body, Carbon steel shaft and Bronze Impeller, 48m Head, 1680LPM 30HP with starter & control panel |  |  | nos
ML_DWP1917 | Monoblock Pumps | Mono Block Pump Set with CI body, Carbon steel shaft and SS Impeller, 48m Head, 1680LPM 30HP with starter & control panel |  |  | nos
ML_DWP1918 | Monoblock Pumps | Mono Block Pump Set with CI body, SS shaft and CI Impeller, 48m Head, 1680LPM 30HP with starter & control panel |  |  | nos
ML_DWP1919 | Monoblock Pumps | Mono Block Pump Set with CI body, SS shaft and Bronze Impeller, 48m Head, 1680LPM 30HP with starter & control panel |  |  | nos
ML_DWP1920 | Monoblock Pumps | Mono Block Pump Set with CI body, SS shaft and SS Impeller, 48m Head, 1680LPM 30HP with starter & control panel |  |  | nos
ML_DWP1921 | Monoblock Pumps | Mono Block Pump Set with CI body, Carbon steel shaft and CI Impeller, 52m Head, 1590LPM 30HP with starter & control panel |  |  | nos
ML_DWP1922 | Monoblock Pumps | Mono Block Pump Set with CI body, Carbon steel shaft and Bronze Impeller, 52m Head, 1590LPM 30HP with starter & control panel |  |  | nos
ML_DWP1923 | Monoblock Pumps | Mono Block Pump Set with CI body, Carbon steel shaft and SS Impeller, 52m Head, 1590LPM 30HP with starter & control panel |  |  | nos
ML_DWP1924 | Monoblock Pumps | Mono Block Pump Set with CI body, SS shaft and CI Impeller, 52m Head, 1590LPM 30HP with starter & control panel |  |  | nos
ML_DWP1925 | Monoblock Pumps | Mono Block Pump Set with CI body, SS shaft and Bronze Impeller, 52m Head, 1590LPM 30HP with starter & control panel |  |  | nos
ML_DWP1926 | Monoblock Pumps | Mono Block Pump Set with CI body, SS shaft and SS Impeller, 52m Head, 1590LPM 30HP with starter & control panel |  |  | nos
ML_DWP1927 | Monoblock Pumps | Mono Block Pump Set with CI body, Carbon steel shaft and CI Impeller, 56m Head, 1470LPM 30HP with starter & control panel |  |  | nos
ML_DWP1928 | Monoblock Pumps | Mono Block Pump Set with CI body, Carbon steel shaft and Bronze Impeller, 56m Head, 1470LPM 30HP with starter & control panel |  |  | nos
ML_DWP1929 | Monoblock Pumps | Mono Block Pump Set with CI body, Carbon steel shaft and SS Impeller, 56m Head, 1470LPM 30HP with starter & control panel |  |  | nos
ML_DWP1930 | Monoblock Pumps | Mono Block Pump Set with CI body, SS shaft and CI Impeller, 56m Head, 1470LPM 30HP with starter & control panel |  |  | nos
ML_DWP1931 | Monoblock Pumps | Mono Block Pump Set with CI body, SS shaft and Bronze Impeller, 56m Head, 1470LPM 30HP with starter & control panel |  |  | nos
ML_DWP1932 | Monoblock Pumps | Mono Block Pump Set with CI body, SS shaft and SS Impeller, 56m Head, 1470LPM 30HP with starter & control panel |  |  | nos
ML_DWP1933 | Monoblock Pumps | Mono Block Pump Set with CI body, Carbon steel shaft and CI Impeller, 60m Head, 1290LPM 30HP with starter & control panel |  |  | nos
ML_DWP1934 | Monoblock Pumps | Mono Block Pump Set with CI body, Carbon steel shaft and Bronze Impeller, 60m Head, 1290LPM 30HP with starter & control panel |  |  | nos
ML_DWP1935 | Monoblock Pumps | Mono Block Pump Set with CI body, Carbon steel shaft and SS Impeller, 60m Head, 1290LPM 30HP with starter & control panel |  |  | nos
ML_DWP1936 | Monoblock Pumps | Mono Block Pump Set with CI body, SS shaft and CI Impeller, 60m Head, 1290LPM 30HP with starter & control panel |  |  | nos
ML_DWP1937 | Monoblock Pumps | Mono Block Pump Set with CI body, SS shaft and Bronze Impeller, 60m Head, 1290LPM 30HP with starter & control panel |  |  | nos
ML_DWP1938 | Monoblock Pumps | Mono Block Pump Set with CI body, SS shaft and SS Impeller, 60m Head, 1290LPM 30HP with starter & control panel |  |  | nos
ML_DWP1939 | Monoblock Pumps | Mono Block Pump Set with CI body, Carbon steel shaft and CI Impeller, 64m Head, 1050LPM 30HP with starter & control panel |  |  | nos
ML_DWP1940 | Monoblock Pumps | Mono Block Pump Set with CI body, Carbon steel shaft and Bronze Impeller, 64m Head, 1050LPM 30HP with starter & control panel |  |  | nos
ML_DWP1941 | Monoblock Pumps | Mono Block Pump Set with CI body, Carbon steel shaft and SS Impeller, 64m Head, 1050LPM 30HP with starter & control panel |  |  | nos
ML_DWP1942 | Monoblock Pumps | Mono Block Pump Set with CI body, SS shaft and CI Impeller, 64m Head, 1050LPM 30HP with starter & control panel |  |  | nos
ML_DWP1943 | Monoblock Pumps | Mono Block Pump Set with CI body, SS shaft and Bronze Impeller, 64m Head, 1050LPM 30HP with starter & control panel |  |  | nos
ML_DWP1944 | Monoblock Pumps | Mono Block Pump Set with CI body, SS shaft and SS Impeller, 64m Head, 1050LPM 30HP with starter & control panel |  |  | nos
ML_DWP1945 | Monoblock Pumps | Mono Block Pump Set with CI body, Carbon steel shaft and CI Impeller, 68m Head, 600LPM 30HP with starter & control panel |  |  | nos
ML_DWP1946 | Monoblock Pumps | Mono Block Pump Set with CI body, Carbon steel shaft and Bronze Impeller, 68m Head, 600LPM 30HP with starter & control panel |  |  | nos
ML_DWP1947 | Monoblock Pumps | Mono Block Pump Set with CI body, Carbon steel shaft and SS Impeller, 68m Head, 600LPM 30HP with starter & control panel |  |  | nos
ML_DWP1948 | Monoblock Pumps | Mono Block Pump Set with CI body, SS shaft and CI Impeller, 68m Head, 600LPM 30HP with starter & control panel |  |  | nos
ML_DWP1949 | Monoblock Pumps | Mono Block Pump Set with CI body, SS shaft and Bronze Impeller, 68m Head, 600LPM 30HP with starter & control panel |  |  | nos
ML_DWP1950 | Monoblock Pumps | Mono Block Pump Set with CI body, SS shaft and SS Impeller, 68m Head, 600LPM 30HP with starter & control panel |  |  | nos
ML_DWP1951 | Monoblock Pumps | Mono Block Pump Set with CI body, Carbon steel shaft and CI Impeller, 28m Head, 408LPM 5.0HP with starter & control panel- Two Stage |  |  | nos
ML_DWP1952 | Monoblock Pumps | Mono Block Pump Set with CI body, Carbon steel shaft and Bronze Impeller, 28m Head, 408LPM 5.0HP with starter & control panel- Two Stage |  |  | nos
ML_DWP1953 | Monoblock Pumps | Mono Block Pump Set with CI body, Carbon steel shaft and SS Impeller, 28m Head, 408LPM 5.0HP with starter & control panel- Two Stage |  |  | nos
ML_DWP1954 | Monoblock Pumps | Mono Block Pump Set with CI body, SS shaft and CI Impeller, 28m Head, 408LPM 5.0HP with starter & control panel- Two Stage |  |  | nos
ML_DWP1955 | Monoblock Pumps | Mono Block Pump Set with CI body, SS shaft and Bronze Impeller, 28m Head, 408LPM 5.0HP with starter & control panel- Two Stage |  |  | nos
ML_DWP1956 | Monoblock Pumps | Mono Block Pump Set with CI body, SS shaft and SS Impeller, 28m Head, 408LPM 5.0HP with starter & control panel- Two Stage |  |  | nos
ML_DWP1957 | Monoblock Pumps | Mono Block Pump Set with CI body, Carbon steel shaft and CI Impeller, 32m Head, 372LPM 5.0HP with starter & control panel- Two Stage |  |  | nos
ML_DWP1958 | Monoblock Pumps | Mono Block Pump Set with CI body, Carbon steel shaft and Bronze Impeller, 32m Head, 372LPM 5.0HP with starter & control panel- Two Stage |  |  | nos
ML_DWP1959 | Monoblock Pumps | Mono Block Pump Set with CI body, Carbon steel shaft and SS Impeller, 32m Head, 372LPM 5.0HP with starter & control panel- Two Stage |  |  | nos
ML_DWP1960 | Monoblock Pumps | Mono Block Pump Set with CI body, SS shaft and CI Impeller, 32m Head, 372LPM 5.0HP with starter & control panel- Two Stage |  |  | nos
ML_DWP1961 | Monoblock Pumps | Mono Block Pump Set with CI body, SS shaft and Bronze Impeller, 32m Head, 372LPM 5.0HP with starter & control panel- Two Stage |  |  | nos
ML_DWP1962 | Monoblock Pumps | Mono Block Pump Set with CI body, SS shaft and SS Impeller, 32m Head, 372LPM 5.0HP with starter & control panel- Two Stage |  |  | nos
ML_DWP1963 | Monoblock Pumps | Mono Block Pump Set with CI body, Carbon steel shaft and CI Impeller, 36m Head, 336LPM 5.0HP with starter & control panel- Two Stage |  |  | nos
ML_DWP1964 | Monoblock Pumps | Mono Block Pump Set with CI body, Carbon steel shaft and Bronze Impeller, 36m Head, 336LPM 5.0HP with starter & control panel- Two Stage |  |  | nos
ML_DWP1965 | Monoblock Pumps | Mono Block Pump Set with CI body, Carbon steel shaft and SS Impeller, 36m Head, 336LPM 5.0HP with starter & control panel- Two Stage |  |  | nos
ML_DWP1966 | Monoblock Pumps | Mono Block Pump Set with CI body, SS shaft and CI Impeller, 36m Head, 336LPM 5.0HP with starter & control panel- Two Stage |  |  | nos
ML_DWP1967 | Monoblock Pumps | Mono Block Pump Set with CI body, SS shaft and Bronze Impeller, 36m Head, 336LPM 5.0HP with starter & control panel- Two Stage |  |  | nos
ML_DWP1968 | Monoblock Pumps | Mono Block Pump Set with CI body, SS shaft and SS Impeller, 36m Head, 336LPM 5.0HP with starter & control panel- Two Stage |  |  | nos
ML_DWP1969 | Monoblock Pumps | Mono Block Pump Set with CI body, Carbon steel shaft and CI Impeller, 40m Head, 288LPM 5.0HP with starter & control panel- Two Stage |  |  | nos
ML_DWP1970 | Monoblock Pumps | Mono Block Pump Set with CI body, Carbon steel shaft and Bronze Impeller, 40m Head, 288LPM 5.0HP with starter & control panel- Two Stage |  |  | nos
ML_DWP1971 | Monoblock Pumps | Mono Block Pump Set with CI body, Carbon steel shaft and SS Impeller, 40m Head, 288LPM 5.0HP with starter & control panel- Two Stage |  |  | nos
ML_DWP1972 | Monoblock Pumps | Mono Block Pump Set with CI body, SS shaft and CI Impeller, 40m Head, 288LPM 5.0HP with starter & control panel- Two Stage |  |  | nos
ML_DWP1973 | Monoblock Pumps | Mono Block Pump Set with CI body, SS shaft and Bronze Impeller, 40m Head, 288LPM 5.0HP with starter & control panel- Two Stage |  |  | nos
ML_DWP1974 | Monoblock Pumps | Mono Block Pump Set with CI body, SS shaft and SS Impeller, 40m Head, 288LPM 5.0HP with starter & control panel- Two Stage |  |  | nos
ML_DWP1975 | Monoblock Pumps | Mono Block Pump Set with CI body, Carbon steel shaft and CI Impeller, 44m Head, 210LPM 5.0HP with starter & control panel- Two Stage |  |  | nos
ML_DWP1976 | Monoblock Pumps | Mono Block Pump Set with CI body, Carbon steel shaft and Bronze Impeller, 44m Head, 210LPM 5.0HP with starter & control panel- Two Stage |  |  | nos
ML_DWP1977 | Monoblock Pumps | Mono Block Pump Set with CI body, Carbon steel shaft and SS Impeller, 44m Head, 210LPM 5.0HP with starter & control panel- Two Stage |  |  | nos
ML_DWP1978 | Monoblock Pumps | Mono Block Pump Set with CI body, SS shaft and CI Impeller, 44m Head, 210LPM 5.0HP with starter & control panel- Two Stage |  |  | nos
ML_DWP1979 | Monoblock Pumps | Mono Block Pump Set with CI body, SS shaft and Bronze Impeller, 44m Head, 210LPM 5.0HP with starter & control panel- Two Stage |  |  | nos
ML_DWP1980 | Monoblock Pumps | Mono Block Pump Set with CI body, SS shaft and SS Impeller, 44m Head, 210LPM 5.0HP with starter & control panel- Two Stage |  |  | nos
ML_DWP1981 | Monoblock Pumps | Mono Block Pump Set with CI body, Carbon steel shaft and CI Impeller, 36m Head, 258LPM 5.0HP with starter & control panel- Two Stage |  |  | nos
ML_DWP1982 | Monoblock Pumps | Mono Block Pump Set with CI body, Carbon steel shaft and Bronze Impeller, 36m Head, 258LPM 5.0HP with starter & control panel- Two Stage |  |  | nos
ML_DWP1983 | Monoblock Pumps | Mono Block Pump Set with CI body, Carbon steel shaft and SS Impeller, 36m Head, 258LPM 5.0HP with starter & control panel- Two Stage |  |  | nos
ML_DWP1984 | Monoblock Pumps | Mono Block Pump Set with CI body, SS shaft and CI Impeller, 36m Head, 258LPM 5.0HP with starter & control panel- Two Stage |  |  | nos
ML_DWP1985 | Monoblock Pumps | Mono Block Pump Set with CI body, SS shaft and Bronze Impeller, 36m Head, 258LPM 5.0HP with starter & control panel- Two Stage |  |  | nos
ML_DWP1986 | Monoblock Pumps | Mono Block Pump Set with CI body, SS shaft and SS Impeller, 36m Head, 258LPM 5.0HP with starter & control panel- Two Stage |  |  | nos
ML_DWP1987 | Monoblock Pumps | Mono Block Pump Set with CI body, Carbon steel shaft and CI Impeller, 40m Head, 240LPM 5.0HP with starter & control panel- Two Stage |  |  | nos
ML_DWP1988 | Monoblock Pumps | Mono Block Pump Set with CI body, Carbon steel shaft and Bronze Impeller, 40m Head, 240LPM 5.0HP with starter & control panel- Two Stage |  |  | nos
ML_DWP1989 | Monoblock Pumps | Mono Block Pump Set with CI body, Carbon steel shaft and SS Impeller, 40m Head, 240LPM 5.0HP with starter & control panel- Two Stage |  |  | nos
ML_DWP1990 | Monoblock Pumps | Mono Block Pump Set with CI body, SS shaft and CI Impeller, 40m Head, 240LPM 5.0HP with starter & control panel- Two Stage |  |  | nos
ML_DWP1991 | Monoblock Pumps | Mono Block Pump Set with CI body, SS shaft and Bronze Impeller, 40m Head, 240LPM 5.0HP with starter & control panel- Two Stage |  |  | nos
ML_DWP1992 | Monoblock Pumps | Mono Block Pump Set with CI body, SS shaft and SS Impeller, 40m Head, 240LPM 5.0HP with starter & control panel- Two Stage |  |  | nos
ML_DWP1993 | Monoblock Pumps | Mono Block Pump Set with CI body, Carbon steel shaft and CI Impeller, 44m Head, 222LPM 5.0HP with starter & control panel- Two Stage |  |  | nos
ML_DWP1994 | Monoblock Pumps | Mono Block Pump Set with CI body, Carbon steel shaft and Bronze Impeller, 44m Head, 222LPM 5.0HP with starter & control panel- Two Stage |  |  | nos
ML_DWP1995 | Monoblock Pumps | Mono Block Pump Set with CI body, Carbon steel shaft and SS Impeller, 44m Head, 222LPM 5.0HP with starter & control panel- Two Stage |  |  | nos
ML_DWP1996 | Monoblock Pumps | Mono Block Pump Set with CI body, SS shaft and CI Impeller, 44m Head, 222LPM 5.0HP with starter & control panel- Two Stage |  |  | nos
ML_DWP1997 | Monoblock Pumps | Mono Block Pump Set with CI body, SS shaft and Bronze Impeller, 44m Head, 222LPM 5.0HP with starter & control panel- Two Stage |  |  | nos
ML_DWP1998 | Monoblock Pumps | Mono Block Pump Set with CI body, SS shaft and SS Impeller, 44m Head, 222LPM 5.0HP with starter & control panel- Two Stage |  |  | nos
ML_DWP1999 | Monoblock Pumps | Mono Block Pump Set with CI body, Carbon steel shaft and CI Impeller, 48m Head, 204LPM 5.0HP with starter & control panel- Two Stage |  |  | nos
ML_DWP2000 | Monoblock Pumps | Mono Block Pump Set with CI body, Carbon steel shaft and Bronze Impeller, 48m Head, 204LPM 5.0HP with starter & control panel- Two Stage |  |  | nos
ML_DWP2001 | Monoblock Pumps | Mono Block Pump Set with CI body, Carbon steel shaft and SS Impeller, 48m Head, 204LPM 5.0HP with starter & control panel- Two Stage |  |  | nos
ML_DWP2002 | Monoblock Pumps | Mono Block Pump Set with CI body, SS shaft and CI Impeller, 48m Head, 204LPM 5.0HP with starter & control panel- Two Stage |  |  | nos
ML_DWP2003 | Monoblock Pumps | Mono Block Pump Set with CI body, SS shaft and Bronze Impeller, 48m Head, 204LPM 5.0HP with starter & control panel- Two Stage |  |  | nos
ML_DWP2004 | Monoblock Pumps | Mono Block Pump Set with CI body, SS shaft and SS Impeller, 48m Head, 204LPM 5.0HP with starter & control panel- Two Stage |  |  | nos
ML_DWP2005 | Monoblock Pumps | Mono Block Pump Set with CI body, Carbon steel shaft and CI Impeller, 52m Head, 180LPM 5.0HP with starter & control panel- Two Stage |  |  | nos
ML_DWP2006 | Monoblock Pumps | Mono Block Pump Set with CI body, Carbon steel shaft and Bronze Impeller, 52m Head, 180LPM 5.0HP with starter & control panel- Two Stage |  |  | nos
ML_DWP2007 | Monoblock Pumps | Mono Block Pump Set with CI body, Carbon steel shaft and SS Impeller, 52m Head, 180LPM 5.0HP with starter & control panel- Two Stage |  |  | nos
ML_DWP2008 | Monoblock Pumps | Mono Block Pump Set with CI body, SS shaft and CI Impeller, 52m Head, 180LPM 5.0HP with starter & control panel- Two Stage |  |  | nos
ML_DWP2009 | Monoblock Pumps | Mono Block Pump Set with CI body, SS shaft and Bronze Impeller, 52m Head, 180LPM 5.0HP with starter & control panel- Two Stage |  |  | nos
ML_DWP2010 | Monoblock Pumps | Mono Block Pump Set with CI body, SS shaft and SS Impeller, 52m Head, 180LPM 5.0HP with starter & control panel- Two Stage |  |  | nos
ML_DWP2011 | Monoblock Pumps | Mono Block Pump Set with CI body, Carbon steel shaft and CI Impeller, 56m Head, 150LPM 5.0HP with starter & control panel- Two Stage |  |  | nos
ML_DWP2012 | Monoblock Pumps | Mono Block Pump Set with CI body, Carbon steel shaft and Bronze Impeller, 56m Head, 150LPM 5.0HP with starter & control panel- Two Stage |  |  | nos
ML_DWP2013 | Monoblock Pumps | Mono Block Pump Set with CI body, Carbon steel shaft and SS Impeller, 56m Head, 150LPM 5.0HP with starter & control panel- Two Stage |  |  | nos
ML_DWP2014 | Monoblock Pumps | Mono Block Pump Set with CI body, SS shaft and CI Impeller, 56m Head, 150LPM 5.0HP with starter & control panel- Two Stage |  |  | nos
ML_DWP2015 | Monoblock Pumps | Mono Block Pump Set with CI body, SS shaft and Bronze Impeller, 56m Head, 150LPM 5.0HP with starter & control panel- Two Stage |  |  | nos
ML_DWP2016 | Monoblock Pumps | Mono Block Pump Set with CI body, SS shaft and SS Impeller, 56m Head, 150LPM 5.0HP with starter & control panel- Two Stage |  |  | nos
ML_DWP2017 | Monoblock Pumps | Mono Block Pump Set with CI body, Carbon steel shaft and CI Impeller, 60m Head, 120LPM 5.0HP with starter & control panel- Two Stage |  |  | nos
ML_DWP2018 | Monoblock Pumps | Mono Block Pump Set with CI body, Carbon steel shaft and Bronze Impeller, 60m Head, 120LPM 5.0HP with starter & control panel- Two Stage |  |  | nos
ML_DWP2019 | Monoblock Pumps | Mono Block Pump Set with CI body, Carbon steel shaft and SS Impeller, 60m Head, 120LPM 5.0HP with starter & control panel- Two Stage |  |  | nos
ML_DWP2020 | Monoblock Pumps | Mono Block Pump Set with CI body, SS shaft and CI Impeller, 60m Head, 120LPM 5.0HP with starter & control panel- Two Stage |  |  | nos
ML_DWP2021 | Monoblock Pumps | Mono Block Pump Set with CI body, SS shaft and Bronze Impeller, 60m Head, 120LPM 5.0HP with starter & control panel- Two Stage |  |  | nos
ML_DWP2022 | Monoblock Pumps | Mono Block Pump Set with CI body, SS shaft and SS Impeller, 60m Head, 120LPM 5.0HP with starter & control panel- Two Stage |  |  | nos
ML_DWP2023 | Monoblock Pumps | Mono Block Pump Set with CI body, Carbon steel shaft and CI Impeller, 64m Head, 60LPM 5.0HP with starter & control panel- Two Stage |  |  | nos
ML_DWP2024 | Monoblock Pumps | Mono Block Pump Set with CI body, Carbon steel shaft and Bronze Impeller, 64m Head, 60LPM 5.0HP with starter & control panel- Two Stage |  |  | nos
ML_DWP2025 | Monoblock Pumps | Mono Block Pump Set with CI body, Carbon steel shaft and SS Impeller, 64m Head, 60LPM 5.0HP with starter & control panel- Two Stage |  |  | nos
ML_DWP2026 | Monoblock Pumps | Mono Block Pump Set with CI body, SS shaft and CI Impeller, 64m Head, 60LPM 5.0HP with starter & control panel- Two Stage |  |  | nos
ML_DWP2027 | Monoblock Pumps | Mono Block Pump Set with CI body, SS shaft and Bronze Impeller, 64m Head, 60LPM 5.0HP with starter & control panel- Two Stage |  |  | nos
ML_DWP2028 | Monoblock Pumps | Mono Block Pump Set with CI body, SS shaft and SS Impeller, 64m Head, 60LPM 5.0HP with starter & control panel- Two Stage |  |  | nos
ML_DWP2029 | Monoblock Pumps | Mono Block Pump Set with CI body, Carbon steel shaft and CI Impeller, 28m Head, 708LPM 7.5HP with starter & control panel- Two Stage |  |  | nos
ML_DWP2030 | Monoblock Pumps | Mono Block Pump Set with CI body, Carbon steel shaft and Bronze Impeller, 28m Head, 708LPM 7.5HP with starter & control panel- Two Stage |  |  | nos
ML_DWP2031 | Monoblock Pumps | Mono Block Pump Set with CI body, Carbon steel shaft and SS Impeller, 28m Head, 708LPM 7.5HP with starter & control panel- Two Stage |  |  | nos
ML_DWP2032 | Monoblock Pumps | Mono Block Pump Set with CI body, SS shaft and CI Impeller, 28m Head, 708LPM 7.5HP with starter & control panel- Two Stage |  |  | nos
ML_DWP2033 | Monoblock Pumps | Mono Block Pump Set with CI body, SS shaft and Bronze Impeller, 28m Head, 708LPM 7.5HP with starter & control panel- Two Stage |  |  | nos
ML_DWP2034 | Monoblock Pumps | Mono Block Pump Set with CI body, SS shaft and SS Impeller, 28m Head, 708LPM 7.5HP with starter & control panel- Two Stage |  |  | nos
ML_DWP2035 | Monoblock Pumps | Mono Block Pump Set with CI body, Carbon steel shaft and CI Impeller, 32m Head, 654LPM 7.5HP with starter & control panel- Two Stage |  |  | nos
ML_DWP2036 | Monoblock Pumps | Mono Block Pump Set with CI body, Carbon steel shaft and Bronze Impeller, 32m Head, 654LPM 7.5HP with starter & control panel- Two Stage |  |  | nos
ML_DWP2037 | Monoblock Pumps | Mono Block Pump Set with CI body, Carbon steel shaft and SS Impeller, 32m Head, 654LPM 7.5HP with starter & control panel- Two Stage |  |  | nos
ML_DWP2038 | Monoblock Pumps | Mono Block Pump Set with CI body, SS shaft and CI Impeller, 32m Head, 654LPM 7.5HP with starter & control panel- Two Stage |  |  | nos
ML_DWP2039 | Monoblock Pumps | Mono Block Pump Set with CI body, SS shaft and Bronze Impeller, 32m Head, 654LPM 7.5HP with starter & control panel- Two Stage |  |  | nos
ML_DWP2040 | Monoblock Pumps | Mono Block Pump Set with CI body, SS shaft and SS Impeller, 32m Head, 654LPM 7.5HP with starter & control panel- Two Stage |  |  | nos
ML_DWP2041 | Monoblock Pumps | Mono Block Pump Set with CI body, Carbon steel shaft and CI Impeller, 36m Head, 600LPM 7.5HP with starter & control panel- Two Stage |  |  | nos
ML_DWP2042 | Monoblock Pumps | Mono Block Pump Set with CI body, Carbon steel shaft and Bronze Impeller, 36m Head, 600LPM 7.5HP with starter & control panel- Two Stage |  |  | nos
ML_DWP2043 | Monoblock Pumps | Mono Block Pump Set with CI body, Carbon steel shaft and SS Impeller, 36m Head, 600LPM 7.5HP with starter & control panel- Two Stage |  |  | nos
ML_DWP2044 | Monoblock Pumps | Mono Block Pump Set with CI body, SS shaft and CI Impeller, 36m Head, 600LPM 7.5HP with starter & control panel- Two Stage |  |  | nos
ML_DWP2045 | Monoblock Pumps | Mono Block Pump Set with CI body, SS shaft and Bronze Impeller, 36m Head, 600LPM 7.5HP with starter & control panel- Two Stage |  |  | nos
ML_DWP2046 | Monoblock Pumps | Mono Block Pump Set with CI body, SS shaft and SS Impeller, 36m Head, 600LPM 7.5HP with starter & control panel- Two Stage |  |  | nos
ML_DWP2047 | Monoblock Pumps | Mono Block Pump Set with CI body, Carbon steel shaft and CI Impeller, 40m Head, 540LPM 7.5HP with starter & control panel- Two Stage |  |  | nos
ML_DWP2048 | Monoblock Pumps | Mono Block Pump Set with CI body, Carbon steel shaft and Bronze Impeller, 40m Head, 540LPM 7.5HP with starter & control panel- Two Stage |  |  | nos
ML_DWP2049 | Monoblock Pumps | Mono Block Pump Set with CI body, Carbon steel shaft and SS Impeller, 40m Head, 540LPM 7.5HP with starter & control panel- Two Stage |  |  | nos
ML_DWP2050 | Monoblock Pumps | Mono Block Pump Set with CI body, SS shaft and CI Impeller, 40m Head, 540LPM 7.5HP with starter & control panel- Two Stage |  |  | nos
ML_DWP2051 | Monoblock Pumps | Mono Block Pump Set with CI body, SS shaft and Bronze Impeller, 40m Head, 540LPM 7.5HP with starter & control panel- Two Stage |  |  | nos
ML_DWP2052 | Monoblock Pumps | Mono Block Pump Set with CI body, SS shaft and SS Impeller, 40m Head, 540LPM 7.5HP with starter & control panel- Two Stage |  |  | nos
ML_DWP2053 | Monoblock Pumps | Mono Block Pump Set with CI body, Carbon steel shaft and CI Impeller, 44m Head, 450LPM 7.5HP with starter & control panel- Two Stage |  |  | nos
ML_DWP2054 | Monoblock Pumps | Mono Block Pump Set with CI body, Carbon steel shaft and Bronze Impeller, 44m Head, 450LPM 7.5HP with starter & control panel- Two Stage |  |  | nos
ML_DWP2055 | Monoblock Pumps | Mono Block Pump Set with CI body, Carbon steel shaft and SS Impeller, 44m Head, 450LPM 7.5HP with starter & control panel- Two Stage |  |  | nos
ML_DWP2056 | Monoblock Pumps | Mono Block Pump Set with CI body, SS shaft and CI Impeller, 44m Head, 450LPM 7.5HP with starter & control panel- Two Stage |  |  | nos
ML_DWP2057 | Monoblock Pumps | Mono Block Pump Set with CI body, SS shaft and Bronze Impeller, 44m Head, 450LPM 7.5HP with starter & control panel- Two Stage |  |  | nos
ML_DWP2058 | Monoblock Pumps | Mono Block Pump Set with CI body, SS shaft and SS Impeller, 44m Head, 450LPM 7.5HP with starter & control panel- Two Stage |  |  | nos
ML_DWP2059 | Monoblock Pumps | Mono Block Pump Set with CI body, Carbon steel shaft and CI Impeller, 36m Head, 438LPM 7.5HP with starter & control panel- Two Stage |  |  | nos
ML_DWP2060 | Monoblock Pumps | Mono Block Pump Set with CI body, Carbon steel shaft and Bronze Impeller, 36m Head, 438LPM 7.5HP with starter & control panel- Two Stage |  |  | nos
ML_DWP2061 | Monoblock Pumps | Mono Block Pump Set with CI body, Carbon steel shaft and SS Impeller, 36m Head, 438LPM 7.5HP with starter & control panel- Two Stage |  |  | nos
ML_DWP2062 | Monoblock Pumps | Mono Block Pump Set with CI body, SS shaft and CI Impeller, 36m Head, 438LPM 7.5HP with starter & control panel- Two Stage |  |  | nos
ML_DWP2063 | Monoblock Pumps | Mono Block Pump Set with CI body, SS shaft and Bronze Impeller, 36m Head, 438LPM 7.5HP with starter & control panel- Two Stage |  |  | nos
ML_DWP2064 | Monoblock Pumps | Mono Block Pump Set with CI body, SS shaft and SS Impeller, 36m Head, 438LPM 7.5HP with starter & control panel- Two Stage |  |  | nos
ML_DWP2065 | Monoblock Pumps | Mono Block Pump Set with CI body, Carbon steel shaft and CI Impeller, 40m Head, 420LPM 7.5HP with starter & control panel- Two Stage |  |  | nos
ML_DWP2066 | Monoblock Pumps | Mono Block Pump Set with CI body, Carbon steel shaft and Bronze Impeller, 40m Head, 420LPM 7.5HP with starter & control panel- Two Stage |  |  | nos
ML_DWP2067 | Monoblock Pumps | Mono Block Pump Set with CI body, Carbon steel shaft and SS Impeller, 40m Head, 420LPM 7.5HP with starter & control panel- Two Stage |  |  | nos
ML_DWP2068 | Monoblock Pumps | Mono Block Pump Set with CI body, SS shaft and CI Impeller, 40m Head, 420LPM 7.5HP with starter & control panel- Two Stage |  |  | nos
ML_DWP2069 | Monoblock Pumps | Mono Block Pump Set with CI body, SS shaft and Bronze Impeller, 40m Head, 420LPM 7.5HP with starter & control panel- Two Stage |  |  | nos
ML_DWP2070 | Monoblock Pumps | Mono Block Pump Set with CI body, SS shaft and SS Impeller, 40m Head, 420LPM 7.5HP with starter & control panel- Two Stage |  |  | nos
ML_DWP2071 | Monoblock Pumps | Mono Block Pump Set with CI body, Carbon steel shaft and CI Impeller, 44m Head, 390LPM 7.5HP with starter & control panel- Two Stage |  |  | nos
ML_DWP2072 | Monoblock Pumps | Mono Block Pump Set with CI body, Carbon steel shaft and Bronze Impeller, 44m Head, 390LPM 7.5HP with starter & control panel- Two Stage |  |  | nos
ML_DWP2073 | Monoblock Pumps | Mono Block Pump Set with CI body, Carbon steel shaft and SS Impeller, 44m Head, 390LPM 7.5HP with starter & control panel- Two Stage |  |  | nos
ML_DWP2074 | Monoblock Pumps | Mono Block Pump Set with CI body, SS shaft and CI Impeller, 44m Head, 390LPM 7.5HP with starter & control panel- Two Stage |  |  | nos
ML_DWP2075 | Monoblock Pumps | Mono Block Pump Set with CI body, SS shaft and Bronze Impeller, 44m Head, 390LPM 7.5HP with starter & control panel- Two Stage |  |  | nos
ML_DWP2076 | Monoblock Pumps | Mono Block Pump Set with CI body, SS shaft and SS Impeller, 44m Head, 390LPM 7.5HP with starter & control panel- Two Stage |  |  | nos
ML_DWP2077 | Monoblock Pumps | Mono Block Pump Set with CI body, Carbon steel shaft and CI Impeller, 48m Head, 360LPM 7.5HP with starter & control panel- Two Stage |  |  | nos
ML_DWP2078 | Monoblock Pumps | Mono Block Pump Set with CI body, Carbon steel shaft and Bronze Impeller, 48m Head, 360LPM 7.5HP with starter & control panel- Two Stage |  |  | nos
ML_DWP2079 | Monoblock Pumps | Mono Block Pump Set with CI body, Carbon steel shaft and SS Impeller, 48m Head, 360LPM 7.5HP with starter & control panel- Two Stage |  |  | nos
ML_DWP2080 | Monoblock Pumps | Mono Block Pump Set with CI body, SS shaft and CI Impeller, 48m Head, 360LPM 7.5HP with starter & control panel- Two Stage |  |  | nos
ML_DWP2081 | Monoblock Pumps | Mono Block Pump Set with CI body, SS shaft and Bronze Impeller, 48m Head, 360LPM 7.5HP with starter & control panel- Two Stage |  |  | nos
ML_DWP2082 | Monoblock Pumps | Mono Block Pump Set with CI body, SS shaft and SS Impeller, 48m Head, 360LPM 7.5HP with starter & control panel- Two Stage |  |  | nos
ML_DWP2083 | Monoblock Pumps | Mono Block Pump Set with CI body, Carbon steel shaft and CI Impeller, 52m Head, 330LPM 7.5HP with starter & control panel- Two Stage |  |  | nos
ML_DWP2084 | Monoblock Pumps | Mono Block Pump Set with CI body, Carbon steel shaft and Bronze Impeller, 52m Head, 330LPM 7.5HP with starter & control panel- Two Stage |  |  | nos
ML_DWP2085 | Monoblock Pumps | Mono Block Pump Set with CI body, Carbon steel shaft and SS Impeller, 52m Head, 330LPM 7.5HP with starter & control panel- Two Stage |  |  | nos
ML_DWP2086 | Monoblock Pumps | Mono Block Pump Set with CI body, SS shaft and CI Impeller, 52m Head, 330LPM 7.5HP with starter & control panel- Two Stage |  |  | nos
ML_DWP2087 | Monoblock Pumps | Mono Block Pump Set with CI body, SS shaft and Bronze Impeller, 52m Head, 330LPM 7.5HP with starter & control panel- Two Stage |  |  | nos
ML_DWP2088 | Monoblock Pumps | Mono Block Pump Set with CI body, SS shaft and SS Impeller, 52m Head, 330LPM 7.5HP with starter & control panel- Two Stage |  |  | nos
ML_DWP2089 | Monoblock Pumps | Mono Block Pump Set with CI body, Carbon steel shaft and CI Impeller, 56m Head, 300LPM 7.5HP with starter & control panel- Two Stage |  |  | nos
ML_DWP2090 | Monoblock Pumps | Mono Block Pump Set with CI body, Carbon steel shaft and Bronze Impeller, 56m Head, 300LPM 7.5HP with starter & control panel- Two Stage |  |  | nos
ML_DWP2091 | Monoblock Pumps | Mono Block Pump Set with CI body, Carbon steel shaft and SS Impeller, 56m Head, 300LPM 7.5HP with starter & control panel- Two Stage |  |  | nos
ML_DWP2092 | Monoblock Pumps | Mono Block Pump Set with CI body, SS shaft and CI Impeller, 56m Head, 300LPM 7.5HP with starter & control panel- Two Stage |  |  | nos
ML_DWP2093 | Monoblock Pumps | Mono Block Pump Set with CI body, SS shaft and Bronze Impeller, 56m Head, 300LPM 7.5HP with starter & control panel- Two Stage |  |  | nos
ML_DWP2094 | Monoblock Pumps | Mono Block Pump Set with CI body, SS shaft and SS Impeller, 56m Head, 300LPM 7.5HP with starter & control panel- Two Stage |  |  | nos
ML_DWP2095 | Monoblock Pumps | Mono Block Pump Set with CI body, Carbon steel shaft and CI Impeller, 252m Head, 252LPM 7.5HP with starter & control panel- Two Stage |  |  | nos
ML_DWP2096 | Monoblock Pumps | Mono Block Pump Set with CI body, Carbon steel shaft and Bronze Impeller, 252m Head, 252LPM 7.5HP with starter & control panel- Two Stage |  |  | nos
ML_DWP2097 | Monoblock Pumps | Mono Block Pump Set with CI body, Carbon steel shaft and SS Impeller, 252m Head, 252LPM 7.5HP with starter & control panel- Two Stage |  |  | nos
ML_DWP2098 | Monoblock Pumps | Mono Block Pump Set with CI body, SS shaft and CI Impeller, 252m Head, 252LPM 7.5HP with starter & control panel- Two Stage |  |  | nos
ML_DWP2099 | Monoblock Pumps | Mono Block Pump Set with CI body, SS shaft and Bronze Impeller, 252m Head, 252LPM 7.5HP with starter & control panel- Two Stage |  |  | nos
ML_DWP2100 | Monoblock Pumps | Mono Block Pump Set with CI body, SS shaft and SS Impeller, 252m Head, 252LPM 7.5HP with starter & control panel- Two Stage |  |  | nos
ML_DWP2101 | Monoblock Pumps | Mono Block Pump Set with CI body, Carbon steel shaft and CI Impeller, 64m Head, 162LPM 7.5HP with starter & control panel- Two Stage |  |  | nos
ML_DWP2102 | Monoblock Pumps | Mono Block Pump Set with CI body, Carbon steel shaft and Bronze Impeller, 64m Head, 162LPM 7.5HP with starter & control panel- Two Stage |  |  | nos
ML_DWP2103 | Monoblock Pumps | Mono Block Pump Set with CI body, Carbon steel shaft and SS Impeller, 64m Head, 162LPM 7.5HP with starter & control panel- Two Stage |  |  | nos
ML_DWP2104 | Monoblock Pumps | Mono Block Pump Set with CI body, SS shaft and CI Impeller, 64m Head, 162LPM 7.5HP with starter & control panel- Two Stage |  |  | nos
ML_DWP2105 | Monoblock Pumps | Mono Block Pump Set with CI body, SS shaft and Bronze Impeller, 64m Head, 162LPM 7.5HP with starter & control panel- Two Stage |  |  | nos
ML_DWP2106 | Monoblock Pumps | Mono Block Pump Set with CI body, SS shaft and SS Impeller, 64m Head, 162LPM 7.5HP with starter & control panel- Two Stage |  |  | nos
ML_DWP2107 | Monoblock Pumps | Mono Block Pump Set with CI body, Carbon steel shaft and CI Impeller, 28m Head, 828LPM 10HP with starter & control panel- Two Stage |  |  | nos
ML_DWP2108 | Monoblock Pumps | Mono Block Pump Set with CI body, Carbon steel shaft and Bronze Impeller, 28m Head, 828LPM 10HP with starter & control panel- Two Stage |  |  | nos
ML_DWP2109 | Monoblock Pumps | Mono Block Pump Set with CI body, Carbon steel shaft and SS Impeller, 28m Head, 828LPM 10HP with starter & control panel- Two Stage |  |  | nos
ML_DWP2110 | Monoblock Pumps | Mono Block Pump Set with CI body, SS shaft and CI Impeller, 28m Head, 828LPM 10HP with starter & control panel- Two Stage |  |  | nos
ML_DWP2111 | Monoblock Pumps | Mono Block Pump Set with CI body, SS shaft and Bronze Impeller, 28m Head, 828LPM 10HP with starter & control panel- Two Stage |  |  | nos
ML_DWP2112 | Monoblock Pumps | Mono Block Pump Set with CI body, SS shaft and SS Impeller, 28m Head, 828LPM 10HP with starter & control panel- Two Stage |  |  | nos
ML_DWP2113 | Monoblock Pumps | Mono Block Pump Set with CI body, Carbon steel shaft and CI Impeller, 32m Head, 792LPM 10HP with starter & control panel- Two Stage |  |  | nos
ML_DWP2114 | Monoblock Pumps | Mono Block Pump Set with CI body, Carbon steel shaft and Bronze Impeller, 32m Head, 792LPM 10HP with starter & control panel- Two Stage |  |  | nos
ML_DWP2115 | Monoblock Pumps | Mono Block Pump Set with CI body, Carbon steel shaft and SS Impeller, 32m Head, 792LPM 10HP with starter & control panel- Two Stage |  |  | nos
ML_DWP2116 | Monoblock Pumps | Mono Block Pump Set with CI body, SS shaft and CI Impeller, 32m Head, 792LPM 10HP with starter & control panel- Two Stage |  |  | nos
ML_DWP2117 | Monoblock Pumps | Mono Block Pump Set with CI body, SS shaft and Bronze Impeller, 32m Head, 792LPM 10HP with starter & control panel- Two Stage |  |  | nos
ML_DWP2118 | Monoblock Pumps | Mono Block Pump Set with CI body, SS shaft and SS Impeller, 32m Head, 792LPM 10HP with starter & control panel- Two Stage |  |  | nos
ML_DWP2119 | Monoblock Pumps | Mono Block Pump Set with CI body, Carbon steel shaft and CI Impeller, 36m Head, 744LPM 10HP with starter & control panel- Two Stage |  |  | nos
ML_DWP2120 | Monoblock Pumps | Mono Block Pump Set with CI body, Carbon steel shaft and Bronze Impeller, 36m Head, 744LPM 10HP with starter & control panel- Two Stage |  |  | nos
ML_DWP2121 | Monoblock Pumps | Mono Block Pump Set with CI body, Carbon steel shaft and SS Impeller, 36m Head, 744LPM 10HP with starter & control panel- Two Stage |  |  | nos
ML_DWP2122 | Monoblock Pumps | Mono Block Pump Set with CI body, SS shaft and CI Impeller, 36m Head, 744LPM 10HP with starter & control panel- Two Stage |  |  | nos
ML_DWP2123 | Monoblock Pumps | Mono Block Pump Set with CI body, SS shaft and Bronze Impeller, 36m Head, 744LPM 10HP with starter & control panel- Two Stage |  |  | nos
ML_DWP2124 | Monoblock Pumps | Mono Block Pump Set with CI body, SS shaft and SS Impeller, 36m Head, 744LPM 10HP with starter & control panel- Two Stage |  |  | nos
ML_DWP2125 | Monoblock Pumps | Mono Block Pump Set with CI body, Carbon steel shaft and CI Impeller, 40m Head, 690LPM 10HP with starter & control panel- Two Stage |  |  | nos
ML_DWP2126 | Monoblock Pumps | Mono Block Pump Set with CI body, Carbon steel shaft and Bronze Impeller, 40m Head, 690LPM 10HP with starter & control panel- Two Stage |  |  | nos
ML_DWP2127 | Monoblock Pumps | Mono Block Pump Set with CI body, Carbon steel shaft and SS Impeller, 40m Head, 690LPM 10HP with starter & control panel- Two Stage |  |  | nos
ML_DWP2128 | Monoblock Pumps | Mono Block Pump Set with CI body, SS shaft and CI Impeller, 40m Head, 690LPM 10HP with starter & control panel- Two Stage |  |  | nos
ML_DWP2129 | Monoblock Pumps | Mono Block Pump Set with CI body, SS shaft and Bronze Impeller, 40m Head, 690LPM 10HP with starter & control panel- Two Stage |  |  | nos
ML_DWP2130 | Monoblock Pumps | Mono Block Pump Set with CI body, SS shaft and SS Impeller, 40m Head, 690LPM 10HP with starter & control panel- Two Stage |  |  | nos
ML_DWP2131 | Monoblock Pumps | Mono Block Pump Set with CI body, Carbon steel shaft and CI Impeller, 44m Head, 630LPM 10HP with starter & control panel- Two Stage |  |  | nos
ML_DWP2132 | Monoblock Pumps | Mono Block Pump Set with CI body, Carbon steel shaft and Bronze Impeller, 44m Head, 630LPM 10HP with starter & control panel- Two Stage |  |  | nos
ML_DWP2133 | Monoblock Pumps | Mono Block Pump Set with CI body, Carbon steel shaft and SS Impeller, 44m Head, 630LPM 10HP with starter & control panel- Two Stage |  |  | nos
ML_DWP2134 | Monoblock Pumps | Mono Block Pump Set with CI body, SS shaft and CI Impeller, 44m Head, 630LPM 10HP with starter & control panel- Two Stage |  |  | nos
ML_DWP2135 | Monoblock Pumps | Mono Block Pump Set with CI body, SS shaft and Bronze Impeller, 44m Head, 630LPM 10HP with starter & control panel- Two Stage |  |  | nos
ML_DWP2136 | Monoblock Pumps | Mono Block Pump Set with CI body, SS shaft and SS Impeller, 44m Head, 630LPM 10HP with starter & control panel- Two Stage |  |  | nos
ML_DWP2137 | Monoblock Pumps | Mono Block Pump Set with CI body, Carbon steel shaft and CI Impeller, 48m Head, 552LPM 10HP with starter & control panel- Two Stage |  |  | nos
ML_DWP2138 | Monoblock Pumps | Mono Block Pump Set with CI body, Carbon steel shaft and Bronze Impeller, 48m Head, 552LPM 10HP with starter & control panel- Two Stage |  |  | nos
ML_DWP2139 | Monoblock Pumps | Mono Block Pump Set with CI body, Carbon steel shaft and SS Impeller, 48m Head, 552LPM 10HP with starter & control panel- Two Stage |  |  | nos
ML_DWP2140 | Monoblock Pumps | Mono Block Pump Set with CI body, SS shaft and CI Impeller, 48m Head, 552LPM 10HP with starter & control panel- Two Stage |  |  | nos
ML_DWP2141 | Monoblock Pumps | Mono Block Pump Set with CI body, SS shaft and Bronze Impeller, 48m Head, 552LPM 10HP with starter & control panel- Two Stage |  |  | nos
ML_DWP2142 | Monoblock Pumps | Mono Block Pump Set with CI body, SS shaft and SS Impeller, 48m Head, 552LPM 10HP with starter & control panel- Two Stage |  |  | nos
ML_DWP2143 | Monoblock Pumps | Mono Block Pump Set with CI body, Carbon steel shaft and CI Impeller, 52m Head, 510LPM 10HP with starter & control panel- Two Stage |  |  | nos
ML_DWP2144 | Monoblock Pumps | Mono Block Pump Set with CI body, Carbon steel shaft and Bronze Impeller, 52m Head, 510LPM 10HP with starter & control panel- Two Stage |  |  | nos
ML_DWP2145 | Monoblock Pumps | Mono Block Pump Set with CI body, Carbon steel shaft and SS Impeller, 52m Head, 510LPM 10HP with starter & control panel- Two Stage |  |  | nos
ML_DWP2146 | Monoblock Pumps | Mono Block Pump Set with CI body, SS shaft and CI Impeller, 52m Head, 510LPM 10HP with starter & control panel- Two Stage |  |  | nos
ML_DWP2147 | Monoblock Pumps | Mono Block Pump Set with CI body, SS shaft and Bronze Impeller, 52m Head, 510LPM 10HP with starter & control panel- Two Stage |  |  | nos
ML_DWP2148 | Monoblock Pumps | Mono Block Pump Set with CI body, SS shaft and SS Impeller, 52m Head, 510LPM 10HP with starter & control panel- Two Stage |  |  | nos
ML_DWP2149 | Monoblock Pumps | Mono Block Pump Set with CI body, Carbon steel shaft and CI Impeller, 36m Head, 510LPM 10HP with starter & control panel- Two Stage |  |  | nos
ML_DWP2150 | Monoblock Pumps | Mono Block Pump Set with CI body, Carbon steel shaft and Bronze Impeller, 36m Head, 510LPM 10HP with starter & control panel- Two Stage |  |  | nos
ML_DWP2151 | Monoblock Pumps | Mono Block Pump Set with CI body, Carbon steel shaft and SS Impeller, 36m Head, 510LPM 10HP with starter & control panel- Two Stage |  |  | nos
ML_DWP2152 | Monoblock Pumps | Mono Block Pump Set with CI body, SS shaft and CI Impeller, 36m Head, 510LPM 10HP with starter & control panel- Two Stage |  |  | nos
ML_DWP2153 | Monoblock Pumps | Mono Block Pump Set with CI body, SS shaft and Bronze Impeller, 36m Head, 510LPM 10HP with starter & control panel- Two Stage |  |  | nos
ML_DWP2154 | Monoblock Pumps | Mono Block Pump Set with CI body, SS shaft and SS Impeller, 36m Head, 510LPM 10HP with starter & control panel- Two Stage |  |  | nos
ML_DWP2155 | Monoblock Pumps | Mono Block Pump Set with CI body, Carbon steel shaft and CI Impeller, 40m Head, 480LPM 10HP with starter & control panel- Two Stage |  |  | nos
ML_DWP2156 | Monoblock Pumps | Mono Block Pump Set with CI body, Carbon steel shaft and Bronze Impeller, 40m Head, 480LPM 10HP with starter & control panel- Two Stage |  |  | nos
ML_DWP2157 | Monoblock Pumps | Mono Block Pump Set with CI body, Carbon steel shaft and SS Impeller, 40m Head, 480LPM 10HP with starter & control panel- Two Stage |  |  | nos
ML_DWP2158 | Monoblock Pumps | Mono Block Pump Set with CI body, SS shaft and CI Impeller, 40m Head, 480LPM 10HP with starter & control panel- Two Stage |  |  | nos
ML_DWP2159 | Monoblock Pumps | Mono Block Pump Set with CI body, SS shaft and Bronze Impeller, 40m Head, 480LPM 10HP with starter & control panel- Two Stage |  |  | nos
ML_DWP2160 | Monoblock Pumps | Mono Block Pump Set with CI body, SS shaft and SS Impeller, 40m Head, 480LPM 10HP with starter & control panel- Two Stage |  |  | nos
ML_DWP2161 | Monoblock Pumps | Mono Block Pump Set with CI body, Carbon steel shaft and CI Impeller, 44m Head, 468LPM 10HP with starter & control panel- Two Stage |  |  | nos
ML_DWP2162 | Monoblock Pumps | Mono Block Pump Set with CI body, Carbon steel shaft and Bronze Impeller, 44m Head, 468LPM 10HP with starter & control panel- Two Stage |  |  | nos
ML_DWP2163 | Monoblock Pumps | Mono Block Pump Set with CI body, Carbon steel shaft and SS Impeller, 44m Head, 468LPM 10HP with starter & control panel- Two Stage |  |  | nos
ML_DWP2164 | Monoblock Pumps | Mono Block Pump Set with CI body, SS shaft and CI Impeller, 44m Head, 468LPM 10HP with starter & control panel- Two Stage |  |  | nos
ML_DWP2165 | Monoblock Pumps | Mono Block Pump Set with CI body, SS shaft and Bronze Impeller, 44m Head, 468LPM 10HP with starter & control panel- Two Stage |  |  | nos
ML_DWP2166 | Monoblock Pumps | Mono Block Pump Set with CI body, SS shaft and SS Impeller, 44m Head, 468LPM 10HP with starter & control panel- Two Stage |  |  | nos
ML_DWP2167 | Monoblock Pumps | Mono Block Pump Set with CI body, Carbon steel shaft and CI Impeller, 48m Head, 450LPM 10HP with starter & control panel- Two Stage |  |  | nos
ML_DWP2168 | Monoblock Pumps | Mono Block Pump Set with CI body, Carbon steel shaft and Bronze Impeller, 48m Head, 450LPM 10HP with starter & control panel- Two Stage |  |  | nos
ML_DWP2169 | Monoblock Pumps | Mono Block Pump Set with CI body, Carbon steel shaft and SS Impeller, 48m Head, 450LPM 10HP with starter & control panel- Two Stage |  |  | nos
ML_DWP2170 | Monoblock Pumps | Mono Block Pump Set with CI body, SS shaft and CI Impeller, 48m Head, 450LPM 10HP with starter & control panel- Two Stage |  |  | nos
ML_DWP2171 | Monoblock Pumps | Mono Block Pump Set with CI body, SS shaft and Bronze Impeller, 48m Head, 450LPM 10HP with starter & control panel- Two Stage |  |  | nos
ML_DWP2172 | Monoblock Pumps | Mono Block Pump Set with CI body, SS shaft and SS Impeller, 48m Head, 450LPM 10HP with starter & control panel- Two Stage |  |  | nos
ML_DWP2173 | Monoblock Pumps | Mono Block Pump Set with CI body, Carbon steel shaft and CI Impeller, 52m Head, 426LPM 10HP with starter & control panel- Two Stage |  |  | nos
ML_DWP2174 | Monoblock Pumps | Mono Block Pump Set with CI body, Carbon steel shaft and Bronze Impeller, 52m Head, 426LPM 10HP with starter & control panel- Two Stage |  |  | nos
ML_DWP2175 | Monoblock Pumps | Mono Block Pump Set with CI body, Carbon steel shaft and SS Impeller, 52m Head, 426LPM 10HP with starter & control panel- Two Stage |  |  | nos
ML_DWP2176 | Monoblock Pumps | Mono Block Pump Set with CI body, SS shaft and CI Impeller, 52m Head, 426LPM 10HP with starter & control panel- Two Stage |  |  | nos
ML_DWP2177 | Monoblock Pumps | Mono Block Pump Set with CI body, SS shaft and Bronze Impeller, 52m Head, 426LPM 10HP with starter & control panel- Two Stage |  |  | nos
ML_DWP2178 | Monoblock Pumps | Mono Block Pump Set with CI body, SS shaft and SS Impeller, 52m Head, 426LPM 10HP with starter & control panel- Two Stage |  |  | nos
ML_DWP2179 | Monoblock Pumps | Mono Block Pump Set with CI body, Carbon steel shaft and CI Impeller, 56m Head, 402LPM 10HP with starter & control panel- Two Stage |  |  | nos
ML_DWP2180 | Monoblock Pumps | Mono Block Pump Set with CI body, Carbon steel shaft and Bronze Impeller, 56m Head, 402LPM 10HP with starter & control panel- Two Stage |  |  | nos
ML_DWP2181 | Monoblock Pumps | Mono Block Pump Set with CI body, Carbon steel shaft and SS Impeller, 56m Head, 402LPM 10HP with starter & control panel- Two Stage |  |  | nos
ML_DWP2182 | Monoblock Pumps | Mono Block Pump Set with CI body, SS shaft and CI Impeller, 56m Head, 402LPM 10HP with starter & control panel- Two Stage |  |  | nos
ML_DWP2183 | Monoblock Pumps | Mono Block Pump Set with CI body, SS shaft and Bronze Impeller, 56m Head, 402LPM 10HP with starter & control panel- Two Stage |  |  | nos
ML_DWP2184 | Monoblock Pumps | Mono Block Pump Set with CI body, SS shaft and SS Impeller, 56m Head, 402LPM 10HP with starter & control panel- Two Stage |  |  | nos
ML_DWP2185 | Monoblock Pumps | Mono Block Pump Set with CI body, Carbon steel shaft and CI Impeller, 60m Head, 372LPM 10HP with starter & control panel- Two Stage |  |  | nos
ML_DWP2186 | Monoblock Pumps | Mono Block Pump Set with CI body, Carbon steel shaft and Bronze Impeller, 60m Head, 372LPM 10HP with starter & control panel- Two Stage |  |  | nos
ML_DWP2187 | Monoblock Pumps | Mono Block Pump Set with CI body, Carbon steel shaft and SS Impeller, 60m Head, 372LPM 10HP with starter & control panel- Two Stage |  |  | nos
ML_DWP2188 | Monoblock Pumps | Mono Block Pump Set with CI body, SS shaft and CI Impeller, 60m Head, 372LPM 10HP with starter & control panel- Two Stage |  |  | nos
ML_DWP2189 | Monoblock Pumps | Mono Block Pump Set with CI body, SS shaft and Bronze Impeller, 60m Head, 372LPM 10HP with starter & control panel- Two Stage |  |  | nos
ML_DWP2190 | Monoblock Pumps | Mono Block Pump Set with CI body, SS shaft and SS Impeller, 60m Head, 372LPM 10HP with starter & control panel- Two Stage |  |  | nos
ML_DWP2191 | Monoblock Pumps | Mono Block Pump Set with CI body, Carbon steel shaft and CI Impeller, 64m Head, 336LPM 10HP with starter & control panel- Two Stage |  |  | nos
ML_DWP2192 | Monoblock Pumps | Mono Block Pump Set with CI body, Carbon steel shaft and Bronze Impeller, 64m Head, 336LPM 10HP with starter & control panel- Two Stage |  |  | nos
ML_DWP2193 | Monoblock Pumps | Mono Block Pump Set with CI body, Carbon steel shaft and SS Impeller, 64m Head, 336LPM 10HP with starter & control panel- Two Stage |  |  | nos
ML_DWP2194 | Monoblock Pumps | Mono Block Pump Set with CI body, SS shaft and CI Impeller, 64m Head, 336LPM 10HP with starter & control panel- Two Stage |  |  | nos
ML_DWP2195 | Monoblock Pumps | Mono Block Pump Set with CI body, SS shaft and Bronze Impeller, 64m Head, 336LPM 10HP with starter & control panel- Two Stage |  |  | nos
ML_DWP2196 | Monoblock Pumps | Mono Block Pump Set with CI body, SS shaft and SS Impeller, 64m Head, 336LPM 10HP with starter & control panel- Two Stage |  |  | nos
ML_DWP2197 | Monoblock Pumps | Mono Block Pump Set with CI body, Carbon steel shaft and CI Impeller, 68m Head, 294LPM 10HP with starter & control panel- Two Stage |  |  | nos
ML_DWP2198 | Monoblock Pumps | Mono Block Pump Set with CI body, Carbon steel shaft and Bronze Impeller, 68m Head, 294LPM 10HP with starter & control panel- Two Stage |  |  | nos
ML_DWP2199 | Monoblock Pumps | Mono Block Pump Set with CI body, Carbon steel shaft and SS Impeller, 68m Head, 294LPM 10HP with starter & control panel- Two Stage |  |  | nos
ML_DWP2200 | Monoblock Pumps | Mono Block Pump Set with CI body, SS shaft and CI Impeller, 68m Head, 294LPM 10HP with starter & control panel- Two Stage |  |  | nos
ML_DWP2201 | Monoblock Pumps | Mono Block Pump Set with CI body, SS shaft and Bronze Impeller, 68m Head, 294LPM 10HP with starter & control panel- Two Stage |  |  | nos
ML_DWP2202 | Monoblock Pumps | Mono Block Pump Set with CI body, SS shaft and SS Impeller, 68m Head, 294LPM 10HP with starter & control panel- Two Stage |  |  | nos
ML_DWP2203 | Monoblock Pumps | Mono Block Pump Set with CI body, Carbon steel shaft and CI Impeller, 72m Head, 240LPM 10HP with starter & control panel- Two Stage |  |  | nos
ML_DWP2204 | Monoblock Pumps | Mono Block Pump Set with CI body, Carbon steel shaft and Bronze Impeller, 72m Head, 240LPM 10HP with starter & control panel- Two Stage |  |  | nos
ML_DWP2205 | Monoblock Pumps | Mono Block Pump Set with CI body, Carbon steel shaft and SS Impeller, 72m Head, 240LPM 10HP with starter & control panel- Two Stage |  |  | nos
ML_DWP2206 | Monoblock Pumps | Mono Block Pump Set with CI body, SS shaft and CI Impeller, 72m Head, 240LPM 10HP with starter & control panel- Two Stage |  |  | nos
ML_DWP2207 | Monoblock Pumps | Mono Block Pump Set with CI body, SS shaft and Bronze Impeller, 72m Head, 240LPM 10HP with starter & control panel- Two Stage |  |  | nos
ML_DWP2208 | Monoblock Pumps | Mono Block Pump Set with CI body, SS shaft and SS Impeller, 72m Head, 240LPM 10HP with starter & control panel- Two Stage |  |  | nos
ML_DWP2209 | Monoblock Pumps | Mono Block Pump Set with CI body, Carbon steel shaft and CI Impeller, 76m Head, 120LPM 10HP with starter & control panel- Two Stage |  |  | nos
ML_DWP2210 | Monoblock Pumps | Mono Block Pump Set with CI body, Carbon steel shaft and Bronze Impeller, 76m Head, 120LPM 10HP with starter & control panel- Two Stage |  |  | nos
ML_DWP2211 | Monoblock Pumps | Mono Block Pump Set with CI body, Carbon steel shaft and SS Impeller, 76m Head, 120LPM 10HP with starter & control panel- Two Stage |  |  | nos
ML_DWP2212 | Monoblock Pumps | Mono Block Pump Set with CI body, SS shaft and CI Impeller, 76m Head, 120LPM 10HP with starter & control panel- Two Stage |  |  | nos
ML_DWP2213 | Monoblock Pumps | Mono Block Pump Set with CI body, SS shaft and Bronze Impeller, 76m Head, 120LPM 10HP with starter & control panel- Two Stage |  |  | nos
ML_DWP2214 | Monoblock Pumps | Mono Block Pump Set with CI body, SS shaft and SS Impeller, 76m Head, 120LPM 10HP with starter & control panel- Two Stage |  |  | nos
ML_DWP2215 | Monoblock Pumps | Mono Block Pump Set with CI body, Carbon steel shaft and CI Impeller, 36m Head, 690LPM 12.5HP with starter & control panel- Two Stage |  |  | nos
ML_DWP2216 | Monoblock Pumps | Mono Block Pump Set with CI body, Carbon steel shaft and Bronze Impeller, 36m Head, 690LPM 12.5HP with starter & control panel- Two Stage |  |  | nos
ML_DWP2217 | Monoblock Pumps | Mono Block Pump Set with CI body, Carbon steel shaft and SS Impeller, 36m Head, 690LPM 12.5HP with starter & control panel- Two Stage |  |  | nos
ML_DWP2218 | Monoblock Pumps | Mono Block Pump Set with CI body, SS shaft and CI Impeller, 36m Head, 690LPM 12.5HP with starter & control panel- Two Stage |  |  | nos
ML_DWP2219 | Monoblock Pumps | Mono Block Pump Set with CI body, SS shaft and Bronze Impeller, 36m Head, 690LPM 12.5HP with starter & control panel- Two Stage |  |  | nos
ML_DWP2220 | Monoblock Pumps | Mono Block Pump Set with CI body, SS shaft and SS Impeller, 36m Head, 690LPM 12.5HP with starter & control panel- Two Stage |  |  | nos
ML_DWP2221 | Monoblock Pumps | Mono Block Pump Set with CI body, Carbon steel shaft and CI Impeller, 40m Head, 660LPM 12.5HP with starter & control panel- Two Stage |  |  | nos
ML_DWP2222 | Monoblock Pumps | Mono Block Pump Set with CI body, Carbon steel shaft and Bronze Impeller, 40m Head, 660LPM 12.5HP with starter & control panel- Two Stage |  |  | nos
ML_DWP2223 | Monoblock Pumps | Mono Block Pump Set with CI body, Carbon steel shaft and SS Impeller, 40m Head, 660LPM 12.5HP with starter & control panel- Two Stage |  |  | nos
ML_DWP2224 | Monoblock Pumps | Mono Block Pump Set with CI body, SS shaft and CI Impeller, 40m Head, 660LPM 12.5HP with starter & control panel- Two Stage |  |  | nos
ML_DWP2225 | Monoblock Pumps | Mono Block Pump Set with CI body, SS shaft and Bronze Impeller, 40m Head, 660LPM 12.5HP with starter & control panel- Two Stage |  |  | nos
ML_DWP2226 | Monoblock Pumps | Mono Block Pump Set with CI body, SS shaft and SS Impeller, 40m Head, 660LPM 12.5HP with starter & control panel- Two Stage |  |  | nos
ML_DWP2227 | Monoblock Pumps | Mono Block Pump Set with CI body, Carbon steel shaft and CI Impeller, 44m Head, 630LPM 12.5HP with starter & control panel- Two Stage |  |  | nos
ML_DWP2228 | Monoblock Pumps | Mono Block Pump Set with CI body, Carbon steel shaft and Bronze Impeller, 44m Head, 630LPM 12.5HP with starter & control panel- Two Stage |  |  | nos
ML_DWP2229 | Monoblock Pumps | Mono Block Pump Set with CI body, Carbon steel shaft and SS Impeller, 44m Head, 630LPM 12.5HP with starter & control panel- Two Stage |  |  | nos
ML_DWP2230 | Monoblock Pumps | Mono Block Pump Set with CI body, SS shaft and CI Impeller, 44m Head, 630LPM 12.5HP with starter & control panel- Two Stage |  |  | nos
ML_DWP2231 | Monoblock Pumps | Mono Block Pump Set with CI body, SS shaft and Bronze Impeller, 44m Head, 630LPM 12.5HP with starter & control panel- Two Stage |  |  | nos
ML_DWP2232 | Monoblock Pumps | Mono Block Pump Set with CI body, SS shaft and SS Impeller, 44m Head, 630LPM 12.5HP with starter & control panel- Two Stage |  |  | nos
ML_DWP2233 | Monoblock Pumps | Mono Block Pump Set with CI body, Carbon steel shaft and CI Impeller, 48m Head, 570LPM 12.5HP with starter & control panel- Two Stage |  |  | nos
ML_DWP2234 | Monoblock Pumps | Mono Block Pump Set with CI body, Carbon steel shaft and Bronze Impeller, 48m Head, 570LPM 12.5HP with starter & control panel- Two Stage |  |  | nos
ML_DWP2235 | Monoblock Pumps | Mono Block Pump Set with CI body, Carbon steel shaft and SS Impeller, 48m Head, 570LPM 12.5HP with starter & control panel- Two Stage |  |  | nos
ML_DWP2236 | Monoblock Pumps | Mono Block Pump Set with CI body, SS shaft and CI Impeller, 48m Head, 570LPM 12.5HP with starter & control panel- Two Stage |  |  | nos
ML_DWP2237 | Monoblock Pumps | Mono Block Pump Set with CI body, SS shaft and Bronze Impeller, 48m Head, 570LPM 12.5HP with starter & control panel- Two Stage |  |  | nos
ML_DWP2238 | Monoblock Pumps | Mono Block Pump Set with CI body, SS shaft and SS Impeller, 48m Head, 570LPM 12.5HP with starter & control panel- Two Stage |  |  | nos
ML_DWP2239 | Monoblock Pumps | Mono Block Pump Set with CI body, Carbon steel shaft and CI Impeller, 52m Head, 552LPM 12.5HP with starter & control panel- Two Stage |  |  | nos
ML_DWP2240 | Monoblock Pumps | Mono Block Pump Set with CI body, Carbon steel shaft and Bronze Impeller, 52m Head, 552LPM 12.5HP with starter & control panel- Two Stage |  |  | nos
ML_DWP2241 | Monoblock Pumps | Mono Block Pump Set with CI body, Carbon steel shaft and SS Impeller, 52m Head, 552LPM 12.5HP with starter & control panel- Two Stage |  |  | nos
ML_DWP2242 | Monoblock Pumps | Mono Block Pump Set with CI body, SS shaft and CI Impeller, 52m Head, 552LPM 12.5HP with starter & control panel- Two Stage |  |  | nos
ML_DWP2243 | Monoblock Pumps | Mono Block Pump Set with CI body, SS shaft and Bronze Impeller, 52m Head, 552LPM 12.5HP with starter & control panel- Two Stage |  |  | nos
ML_DWP2244 | Monoblock Pumps | Mono Block Pump Set with CI body, SS shaft and SS Impeller, 52m Head, 552LPM 12.5HP with starter & control panel- Two Stage |  |  | nos
ML_DWP2245 | Monoblock Pumps | Mono Block Pump Set with CI body, Carbon steel shaft and CI Impeller, 56m Head, 540LPM 12.5HP with starter & control panel- Two Stage |  |  | nos
ML_DWP2246 | Monoblock Pumps | Mono Block Pump Set with CI body, Carbon steel shaft and Bronze Impeller, 56m Head, 540LPM 12.5HP with starter & control panel- Two Stage |  |  | nos
ML_DWP2247 | Monoblock Pumps | Mono Block Pump Set with CI body, Carbon steel shaft and SS Impeller, 56m Head, 540LPM 12.5HP with starter & control panel- Two Stage |  |  | nos
ML_DWP2248 | Monoblock Pumps | Mono Block Pump Set with CI body, SS shaft and CI Impeller, 56m Head, 540LPM 12.5HP with starter & control panel- Two Stage |  |  | nos
ML_DWP2249 | Monoblock Pumps | Mono Block Pump Set with CI body, SS shaft and Bronze Impeller, 56m Head, 540LPM 12.5HP with starter & control panel- Two Stage |  |  | nos
ML_DWP2250 | Monoblock Pumps | Mono Block Pump Set with CI body, SS shaft and SS Impeller, 56m Head, 540LPM 12.5HP with starter & control panel- Two Stage |  |  | nos
ML_DWP2251 | Monoblock Pumps | Mono Block Pump Set with CI body, Carbon steel shaft and CI Impeller, 60m Head, 468LPM 12.5HP with starter & control panel- Two Stage |  |  | nos
ML_DWP2252 | Monoblock Pumps | Mono Block Pump Set with CI body, Carbon steel shaft and Bronze Impeller, 60m Head, 468LPM 12.5HP with starter & control panel- Two Stage |  |  | nos
ML_DWP2253 | Monoblock Pumps | Mono Block Pump Set with CI body, Carbon steel shaft and SS Impeller, 60m Head, 468LPM 12.5HP with starter & control panel- Two Stage |  |  | nos
ML_DWP2254 | Monoblock Pumps | Mono Block Pump Set with CI body, SS shaft and CI Impeller, 60m Head, 468LPM 12.5HP with starter & control panel- Two Stage |  |  | nos
ML_DWP2255 | Monoblock Pumps | Mono Block Pump Set with CI body, SS shaft and Bronze Impeller, 60m Head, 468LPM 12.5HP with starter & control panel- Two Stage |  |  | nos
ML_DWP2256 | Monoblock Pumps | Mono Block Pump Set with CI body, SS shaft and SS Impeller, 60m Head, 468LPM 12.5HP with starter & control panel- Two Stage |  |  | nos
ML_DWP2257 | Monoblock Pumps | Mono Block Pump Set with CI body, Carbon steel shaft and CI Impeller, 64m Head, 420LPM 12.5HP with starter & control panel- Two Stage |  |  | nos
ML_DWP2258 | Monoblock Pumps | Mono Block Pump Set with CI body, Carbon steel shaft and Bronze Impeller, 64m Head, 420LPM 12.5HP with starter & control panel- Two Stage |  |  | nos
ML_DWP2259 | Monoblock Pumps | Mono Block Pump Set with CI body, Carbon steel shaft and SS Impeller, 64m Head, 420LPM 12.5HP with starter & control panel- Two Stage |  |  | nos
ML_DWP2260 | Monoblock Pumps | Mono Block Pump Set with CI body, SS shaft and CI Impeller, 64m Head, 420LPM 12.5HP with starter & control panel- Two Stage |  |  | nos
ML_DWP2261 | Monoblock Pumps | Mono Block Pump Set with CI body, SS shaft and Bronze Impeller, 64m Head, 420LPM 12.5HP with starter & control panel- Two Stage |  |  | nos
ML_DWP2262 | Monoblock Pumps | Mono Block Pump Set with CI body, SS shaft and SS Impeller, 64m Head, 420LPM 12.5HP with starter & control panel- Two Stage |  |  | nos
ML_DWP2263 | Monoblock Pumps | Mono Block Pump Set with CI body, Carbon steel shaft and CI Impeller, 68m Head, 360LPM 12.5HP with starter & control panel- Two Stage |  |  | nos
ML_DWP2264 | Monoblock Pumps | Mono Block Pump Set with CI body, Carbon steel shaft and Bronze Impeller, 68m Head, 360LPM 12.5HP with starter & control panel- Two Stage |  |  | nos
ML_DWP2265 | Monoblock Pumps | Mono Block Pump Set with CI body, Carbon steel shaft and SS Impeller, 68m Head, 360LPM 12.5HP with starter & control panel- Two Stage |  |  | nos
ML_DWP2266 | Monoblock Pumps | Mono Block Pump Set with CI body, SS shaft and CI Impeller, 68m Head, 360LPM 12.5HP with starter & control panel- Two Stage |  |  | nos
ML_DWP2267 | Monoblock Pumps | Mono Block Pump Set with CI body, SS shaft and Bronze Impeller, 68m Head, 360LPM 12.5HP with starter & control panel- Two Stage |  |  | nos
ML_DWP2268 | Monoblock Pumps | Mono Block Pump Set with CI body, SS shaft and SS Impeller, 68m Head, 360LPM 12.5HP with starter & control panel- Two Stage |  |  | nos
ML_DWP2269 | Monoblock Pumps | Mono Block Pump Set with CI body, Carbon steel shaft and CI Impeller, 72m Head, 330LPM 12.5HP with starter & control panel- Two Stage |  |  | nos
ML_DWP2270 | Monoblock Pumps | Mono Block Pump Set with CI body, Carbon steel shaft and Bronze Impeller, 72m Head, 330LPM 12.5HP with starter & control panel- Two Stage |  |  | nos
ML_DWP2271 | Monoblock Pumps | Mono Block Pump Set with CI body, Carbon steel shaft and SS Impeller, 72m Head, 330LPM 12.5HP with starter & control panel- Two Stage |  |  | nos
ML_DWP2272 | Monoblock Pumps | Mono Block Pump Set with CI body, SS shaft and CI Impeller, 72m Head, 330LPM 12.5HP with starter & control panel- Two Stage |  |  | nos
ML_DWP2273 | Monoblock Pumps | Mono Block Pump Set with CI body, SS shaft and Bronze Impeller, 72m Head, 330LPM 12.5HP with starter & control panel- Two Stage |  |  | nos
ML_DWP2274 | Monoblock Pumps | Mono Block Pump Set with CI body, SS shaft and SS Impeller, 72m Head, 330LPM 12.5HP with starter & control panel- Two Stage |  |  | nos
ML_DWP2275 | Monoblock Pumps | Mono Block Pump Set with CI body, Carbon steel shaft and CI Impeller, 76m Head, 150LPM 12.5HP with starter & control panel- Two Stage |  |  | nos
ML_DWP2276 | Monoblock Pumps | Mono Block Pump Set with CI body, Carbon steel shaft and Bronze Impeller, 76m Head, 150LPM 12.5HP with starter & control panel- Two Stage |  |  | nos
ML_DWP2277 | Monoblock Pumps | Mono Block Pump Set with CI body, Carbon steel shaft and SS Impeller, 76m Head, 150LPM 12.5HP with starter & control panel- Two Stage |  |  | nos
ML_DWP2278 | Monoblock Pumps | Mono Block Pump Set with CI body, SS shaft and CI Impeller, 76m Head, 150LPM 12.5HP with starter & control panel- Two Stage |  |  | nos
ML_DWP2279 | Monoblock Pumps | Mono Block Pump Set with CI body, SS shaft and Bronze Impeller, 76m Head, 150LPM 12.5HP with starter & control panel- Two Stage |  |  | nos
ML_DWP2280 | Monoblock Pumps | Mono Block Pump Set with CI body, SS shaft and SS Impeller, 76m Head, 150LPM 12.5HP with starter & control panel- Two Stage |  |  | nos
ML_DWP2281 | Monoblock Pumps | Mono Block Pump Set with CI body, Carbon steel shaft and CI Impeller, 60m Head, 450LPM 12.5HP with starter & control panel- Two Stage |  |  | nos
ML_DWP2282 | Monoblock Pumps | Mono Block Pump Set with CI body, Carbon steel shaft and Bronze Impeller, 60m Head, 450LPM 12.5HP with starter & control panel- Two Stage |  |  | nos
ML_DWP2283 | Monoblock Pumps | Mono Block Pump Set with CI body, Carbon steel shaft and SS Impeller, 60m Head, 450LPM 12.5HP with starter & control panel- Two Stage |  |  | nos
ML_DWP2284 | Monoblock Pumps | Mono Block Pump Set with CI body, SS shaft and CI Impeller, 60m Head, 450LPM 12.5HP with starter & control panel- Two Stage |  |  | nos
ML_DWP2285 | Monoblock Pumps | Mono Block Pump Set with CI body, SS shaft and Bronze Impeller, 60m Head, 450LPM 12.5HP with starter & control panel- Two Stage |  |  | nos
ML_DWP2286 | Monoblock Pumps | Mono Block Pump Set with CI body, SS shaft and SS Impeller, 60m Head, 450LPM 12.5HP with starter & control panel- Two Stage |  |  | nos
ML_DWP2287 | Monoblock Pumps | Mono Block Pump Set with CI body, Carbon steel shaft and CI Impeller, 64m Head, 414LPM 12.5HP with starter & control panel- Two Stage |  |  | nos
ML_DWP2288 | Monoblock Pumps | Mono Block Pump Set with CI body, Carbon steel shaft and Bronze Impeller, 64m Head, 414LPM 12.5HP with starter & control panel- Two Stage |  |  | nos
ML_DWP2289 | Monoblock Pumps | Mono Block Pump Set with CI body, Carbon steel shaft and SS Impeller, 64m Head, 414LPM 12.5HP with starter & control panel- Two Stage |  |  | nos
ML_DWP2290 | Monoblock Pumps | Mono Block Pump Set with CI body, SS shaft and CI Impeller, 64m Head, 414LPM 12.5HP with starter & control panel- Two Stage |  |  | nos
ML_DWP2291 | Monoblock Pumps | Mono Block Pump Set with CI body, SS shaft and Bronze Impeller, 64m Head, 414LPM 12.5HP with starter & control panel- Two Stage |  |  | nos
ML_DWP2292 | Monoblock Pumps | Mono Block Pump Set with CI body, SS shaft and SS Impeller, 64m Head, 414LPM 12.5HP with starter & control panel- Two Stage |  |  | nos
ML_DWP2293 | Monoblock Pumps | Mono Block Pump Set with CI body, Carbon steel shaft and CI Impeller, 68m Head, 390LPM 12.5HP with starter & control panel- Two Stage |  |  | nos
ML_DWP2294 | Monoblock Pumps | Mono Block Pump Set with CI body, Carbon steel shaft and Bronze Impeller, 68m Head, 390LPM 12.5HP with starter & control panel- Two Stage |  |  | nos
ML_DWP2295 | Monoblock Pumps | Mono Block Pump Set with CI body, Carbon steel shaft and SS Impeller, 68m Head, 390LPM 12.5HP with starter & control panel- Two Stage |  |  | nos
ML_DWP2296 | Monoblock Pumps | Mono Block Pump Set with CI body, SS shaft and CI Impeller, 68m Head, 390LPM 12.5HP with starter & control panel- Two Stage |  |  | nos
ML_DWP2297 | Monoblock Pumps | Mono Block Pump Set with CI body, SS shaft and Bronze Impeller, 68m Head, 390LPM 12.5HP with starter & control panel- Two Stage |  |  | nos
ML_DWP2298 | Monoblock Pumps | Mono Block Pump Set with CI body, SS shaft and SS Impeller, 68m Head, 390LPM 12.5HP with starter & control panel- Two Stage |  |  | nos
ML_DWP2299 | Monoblock Pumps | Mono Block Pump Set with CI body, Carbon steel shaft and CI Impeller, 72m Head, 372LPM 12.5HP with starter & control panel- Two Stage |  |  | nos
ML_DWP2300 | Monoblock Pumps | Mono Block Pump Set with CI body, Carbon steel shaft and Bronze Impeller, 72m Head, 372LPM 12.5HP with starter & control panel- Two Stage |  |  | nos
ML_DWP2301 | Monoblock Pumps | Mono Block Pump Set with CI body, Carbon steel shaft and SS Impeller, 72m Head, 372LPM 12.5HP with starter & control panel- Two Stage |  |  | nos
ML_DWP2302 | Monoblock Pumps | Mono Block Pump Set with CI body, SS shaft and CI Impeller, 72m Head, 372LPM 12.5HP with starter & control panel- Two Stage |  |  | nos
ML_DWP2303 | Monoblock Pumps | Mono Block Pump Set with CI body, SS shaft and Bronze Impeller, 72m Head, 372LPM 12.5HP with starter & control panel- Two Stage |  |  | nos
ML_DWP2304 | Monoblock Pumps | Mono Block Pump Set with CI body, SS shaft and SS Impeller, 72m Head, 372LPM 12.5HP with starter & control panel- Two Stage |  |  | nos
ML_DWP2305 | Monoblock Pumps | Mono Block Pump Set with CI body, Carbon steel shaft and CI Impeller, 76m Head, 348LPM 12.5HP with starter & control panel- Two Stage |  |  | nos
ML_DWP2306 | Monoblock Pumps | Mono Block Pump Set with CI body, Carbon steel shaft and Bronze Impeller, 76m Head, 348LPM 12.5HP with starter & control panel- Two Stage |  |  | nos
ML_DWP2307 | Monoblock Pumps | Mono Block Pump Set with CI body, Carbon steel shaft and SS Impeller, 76m Head, 348LPM 12.5HP with starter & control panel- Two Stage |  |  | nos
ML_DWP2308 | Monoblock Pumps | Mono Block Pump Set with CI body, SS shaft and CI Impeller, 76m Head, 348LPM 12.5HP with starter & control panel- Two Stage |  |  | nos
ML_DWP2309 | Monoblock Pumps | Mono Block Pump Set with CI body, SS shaft and Bronze Impeller, 76m Head, 348LPM 12.5HP with starter & control panel- Two Stage |  |  | nos
ML_DWP2310 | Monoblock Pumps | Mono Block Pump Set with CI body, SS shaft and SS Impeller, 76m Head, 348LPM 12.5HP with starter & control panel- Two Stage |  |  | nos
ML_DWP2311 | Monoblock Pumps | Mono Block Pump Set with CI body, Carbon steel shaft and CI Impeller, 80m Head, 324LPM 12.5HP with starter & control panel- Two Stage |  |  | nos
ML_DWP2312 | Monoblock Pumps | Mono Block Pump Set with CI body, Carbon steel shaft and Bronze Impeller, 80m Head, 324LPM 12.5HP with starter & control panel- Two Stage |  |  | nos
ML_DWP2313 | Monoblock Pumps | Mono Block Pump Set with CI body, Carbon steel shaft and SS Impeller, 80m Head, 324LPM 12.5HP with starter & control panel- Two Stage |  |  | nos
ML_DWP2314 | Monoblock Pumps | Mono Block Pump Set with CI body, SS shaft and CI Impeller, 80m Head, 324LPM 12.5HP with starter & control panel- Two Stage |  |  | nos
ML_DWP2315 | Monoblock Pumps | Mono Block Pump Set with CI body, SS shaft and Bronze Impeller, 80m Head, 324LPM 12.5HP with starter & control panel- Two Stage |  |  | nos
ML_DWP2316 | Monoblock Pumps | Mono Block Pump Set with CI body, SS shaft and SS Impeller, 80m Head, 324LPM 12.5HP with starter & control panel- Two Stage |  |  | nos
ML_DWP2317 | Monoblock Pumps | Mono Block Pump Set with CI body, Carbon steel shaft and CI Impeller, 90m Head, 228LPM 12.5HP with starter & control panel- Two Stage |  |  | nos
ML_DWP2318 | Monoblock Pumps | Mono Block Pump Set with CI body, Carbon steel shaft and Bronze Impeller, 90m Head, 228LPM 12.5HP with starter & control panel- Two Stage |  |  | nos
ML_DWP2319 | Monoblock Pumps | Mono Block Pump Set with CI body, Carbon steel shaft and SS Impeller, 90m Head, 228LPM 12.5HP with starter & control panel- Two Stage |  |  | nos
ML_DWP2320 | Monoblock Pumps | Mono Block Pump Set with CI body, SS shaft and CI Impeller, 90m Head, 228LPM 12.5HP with starter & control panel- Two Stage |  |  | nos
ML_DWP2321 | Monoblock Pumps | Mono Block Pump Set with CI body, SS shaft and Bronze Impeller, 90m Head, 228LPM 12.5HP with starter & control panel- Two Stage |  |  | nos
ML_DWP2322 | Monoblock Pumps | Mono Block Pump Set with CI body, SS shaft and SS Impeller, 90m Head, 228LPM 12.5HP with starter & control panel- Two Stage |  |  | nos
ML_DWP2323 | Monoblock Pumps | Mono Block Pump Set with CI body, Carbon steel shaft and CI Impeller, 48m Head, 672LPM 15HP with starter & control panel- Two Stage |  |  | nos
ML_DWP2324 | Monoblock Pumps | Mono Block Pump Set with CI body, Carbon steel shaft and Bronze Impeller, 48m Head, 672LPM 15HP with starter & control panel- Two Stage |  |  | nos
ML_DWP2325 | Monoblock Pumps | Mono Block Pump Set with CI body, Carbon steel shaft and SS Impeller, 48m Head, 672LPM 15HP with starter & control panel- Two Stage |  |  | nos
ML_DWP2326 | Monoblock Pumps | Mono Block Pump Set with CI body, SS shaft and CI Impeller, 48m Head, 672LPM 15HP with starter & control panel- Two Stage |  |  | nos
ML_DWP2327 | Monoblock Pumps | Mono Block Pump Set with CI body, SS shaft and Bronze Impeller, 48m Head, 672LPM 15HP with starter & control panel- Two Stage |  |  | nos
ML_DWP2328 | Monoblock Pumps | Mono Block Pump Set with CI body, SS shaft and SS Impeller, 48m Head, 672LPM 15HP with starter & control panel- Two Stage |  |  | nos
ML_DWP2329 | Monoblock Pumps | Mono Block Pump Set with CI body, Carbon steel shaft and CI Impeller, 52m Head, 630LPM 15HP with starter & control panel- Two Stage |  |  | nos
ML_DWP2330 | Monoblock Pumps | Mono Block Pump Set with CI body, Carbon steel shaft and Bronze Impeller, 52m Head, 630LPM 15HP with starter & control panel- Two Stage |  |  | nos
ML_DWP2331 | Monoblock Pumps | Mono Block Pump Set with CI body, Carbon steel shaft and SS Impeller, 52m Head, 630LPM 15HP with starter & control panel- Two Stage |  |  | nos
ML_DWP2332 | Monoblock Pumps | Mono Block Pump Set with CI body, SS shaft and CI Impeller, 52m Head, 630LPM 15HP with starter & control panel- Two Stage |  |  | nos
ML_DWP2333 | Monoblock Pumps | Mono Block Pump Set with CI body, SS shaft and Bronze Impeller, 52m Head, 630LPM 15HP with starter & control panel- Two Stage |  |  | nos
ML_DWP2334 | Monoblock Pumps | Mono Block Pump Set with CI body, SS shaft and SS Impeller, 52m Head, 630LPM 15HP with starter & control panel- Two Stage |  |  | nos
ML_DWP2335 | Monoblock Pumps | Mono Block Pump Set with CI body, Carbon steel shaft and CI Impeller, 56m Head, 606LPM 15HP with starter & control panel- Two Stage |  |  | nos
ML_DWP2336 | Monoblock Pumps | Mono Block Pump Set with CI body, Carbon steel shaft and Bronze Impeller, 56m Head, 606LPM 15HP with starter & control panel- Two Stage |  |  | nos
ML_DWP2337 | Monoblock Pumps | Mono Block Pump Set with CI body, Carbon steel shaft and SS Impeller, 56m Head, 606LPM 15HP with starter & control panel- Two Stage |  |  | nos
ML_DWP2338 | Monoblock Pumps | Mono Block Pump Set with CI body, SS shaft and CI Impeller, 56m Head, 606LPM 15HP with starter & control panel- Two Stage |  |  | nos
ML_DWP2339 | Monoblock Pumps | Mono Block Pump Set with CI body, SS shaft and Bronze Impeller, 56m Head, 606LPM 15HP with starter & control panel- Two Stage |  |  | nos
ML_DWP2340 | Monoblock Pumps | Mono Block Pump Set with CI body, SS shaft and SS Impeller, 56m Head, 606LPM 15HP with starter & control panel- Two Stage |  |  | nos
ML_DWP2341 | Monoblock Pumps | Mono Block Pump Set with CI body, Carbon steel shaft and CI Impeller, 60m Head, 570LPM 15HP with starter & control panel- Two Stage |  |  | nos
ML_DWP2342 | Monoblock Pumps | Mono Block Pump Set with CI body, Carbon steel shaft and Bronze Impeller, 60m Head, 570LPM 15HP with starter & control panel- Two Stage |  |  | nos
ML_DWP2343 | Monoblock Pumps | Mono Block Pump Set with CI body, Carbon steel shaft and SS Impeller, 60m Head, 570LPM 15HP with starter & control panel- Two Stage |  |  | nos
ML_DWP2344 | Monoblock Pumps | Mono Block Pump Set with CI body, SS shaft and CI Impeller, 60m Head, 570LPM 15HP with starter & control panel- Two Stage |  |  | nos
ML_DWP2345 | Monoblock Pumps | Mono Block Pump Set with CI body, SS shaft and Bronze Impeller, 60m Head, 570LPM 15HP with starter & control panel- Two Stage |  |  | nos
ML_DWP2346 | Monoblock Pumps | Mono Block Pump Set with CI body, SS shaft and SS Impeller, 60m Head, 570LPM 15HP with starter & control panel- Two Stage |  |  | nos
ML_DWP2347 | Monoblock Pumps | Mono Block Pump Set with CI body, Carbon steel shaft and CI Impeller, 64m Head, 540LPM 15HP with starter & control panel- Two Stage |  |  | nos
ML_DWP2348 | Monoblock Pumps | Mono Block Pump Set with CI body, Carbon steel shaft and Bronze Impeller, 64m Head, 540LPM 15HP with starter & control panel- Two Stage |  |  | nos
ML_DWP2349 | Monoblock Pumps | Mono Block Pump Set with CI body, Carbon steel shaft and SS Impeller, 64m Head, 540LPM 15HP with starter & control panel- Two Stage |  |  | nos
ML_DWP2350 | Monoblock Pumps | Mono Block Pump Set with CI body, SS shaft and CI Impeller, 64m Head, 540LPM 15HP with starter & control panel- Two Stage |  |  | nos
ML_DWP2351 | Monoblock Pumps | Mono Block Pump Set with CI body, SS shaft and Bronze Impeller, 64m Head, 540LPM 15HP with starter & control panel- Two Stage |  |  | nos
ML_DWP2352 | Monoblock Pumps | Mono Block Pump Set with CI body, SS shaft and SS Impeller, 64m Head, 540LPM 15HP with starter & control panel- Two Stage |  |  | nos
ML_DWP2353 | Monoblock Pumps | Mono Block Pump Set with CI body, Carbon steel shaft and CI Impeller, 68m Head, 498LPM 15HP with starter & control panel- Two Stage |  |  | nos
ML_DWP2354 | Monoblock Pumps | Mono Block Pump Set with CI body, Carbon steel shaft and Bronze Impeller, 68m Head, 498LPM 15HP with starter & control panel- Two Stage |  |  | nos
ML_DWP2355 | Monoblock Pumps | Mono Block Pump Set with CI body, Carbon steel shaft and SS Impeller, 68m Head, 498LPM 15HP with starter & control panel- Two Stage |  |  | nos
ML_DWP2356 | Monoblock Pumps | Mono Block Pump Set with CI body, SS shaft and CI Impeller, 68m Head, 498LPM 15HP with starter & control panel- Two Stage |  |  | nos
ML_DWP2357 | Monoblock Pumps | Mono Block Pump Set with CI body, SS shaft and Bronze Impeller, 68m Head, 498LPM 15HP with starter & control panel- Two Stage |  |  | nos
ML_DWP2358 | Monoblock Pumps | Mono Block Pump Set with CI body, SS shaft and SS Impeller, 68m Head, 498LPM 15HP with starter & control panel- Two Stage |  |  | nos
ML_DWP2371 | Monoblock Pumps | Mono Block Pump Set with CI body, Carbon steel shaft and CI Impeller, 80m Head, 372LPM 15HP with starter & control panel- Two Stage |  |  | nos
ML_DWP2372 | Monoblock Pumps | Mono Block Pump Set with CI body, Carbon steel shaft and Bronze Impeller, 80m Head, 372LPM 15HP with starter & control panel- Two Stage |  |  | nos
ML_DWP2373 | Monoblock Pumps | Mono Block Pump Set with CI body, Carbon steel shaft and SS Impeller, 80m Head, 372LPM 15HP with starter & control panel- Two Stage |  |  | nos
ML_DWP2374 | Monoblock Pumps | Mono Block Pump Set with CI body, SS shaft and CI Impeller, 80m Head, 372LPM 15HP with starter & control panel- Two Stage |  |  | nos
ML_DWP2375 | Monoblock Pumps | Mono Block Pump Set with CI body, SS shaft and Bronze Impeller, 80m Head, 372LPM 15HP with starter & control panel- Two Stage |  |  | nos
ML_DWP2376 | Monoblock Pumps | Mono Block Pump Set with CI body, SS shaft and SS Impeller, 80m Head, 372LPM 15HP with starter & control panel- Two Stage |  |  | nos
ML_DWP2377 | Monoblock Pumps | Mono Block Pump Set with CI body, Carbon steel shaft and CI Impeller, 90m Head, 192LPM 15HP with starter & control panel- Two Stage |  |  | nos
ML_DWP2378 | Monoblock Pumps | Mono Block Pump Set with CI body, Carbon steel shaft and Bronze Impeller, 90m Head, 192LPM 15HP with starter & control panel- Two Stage |  |  | nos
ML_DWP2379 | Monoblock Pumps | Mono Block Pump Set with CI body, Carbon steel shaft and SS Impeller, 90m Head, 192LPM 15HP with starter & control panel- Two Stage |  |  | nos
ML_DWP2380 | Monoblock Pumps | Mono Block Pump Set with CI body, SS shaft and CI Impeller, 90m Head, 192LPM 15HP with starter & control panel- Two Stage |  |  | nos
ML_DWP2381 | Monoblock Pumps | Mono Block Pump Set with CI body, SS shaft and Bronze Impeller, 90m Head, 192LPM 15HP with starter & control panel- Two Stage |  |  | nos
ML_DWP2382 | Monoblock Pumps | Mono Block Pump Set with CI body, SS shaft and SS Impeller, 90m Head, 192LPM 15HP with starter & control panel- Two Stage |  |  | nos
ML_DWP2383 | Monoblock Pumps | Mono Block Pump Set with CI body, Carbon steel shaft and CI Impeller, 72m Head, 468LPM 15HP with starter & control panel- Two Stage |  |  | nos
ML_DWP2384 | Monoblock Pumps | Mono Block Pump Set with CI body, Carbon steel shaft and Bronze Impeller, 72m Head, 468LPM 15HP with starter & control panel- Two Stage |  |  | nos
ML_DWP2385 | Monoblock Pumps | Mono Block Pump Set with CI body, Carbon steel shaft and SS Impeller, 72m Head, 468LPM 15HP with starter & control panel- Two Stage |  |  | nos
ML_DWP2386 | Monoblock Pumps | Mono Block Pump Set with CI body, SS shaft and CI Impeller, 72m Head, 468LPM 15HP with starter & control panel- Two Stage |  |  | nos
ML_DWP2387 | Monoblock Pumps | Mono Block Pump Set with CI body, SS shaft and Bronze Impeller, 72m Head, 468LPM 15HP with starter & control panel- Two Stage |  |  | nos
ML_DWP2388 | Monoblock Pumps | Mono Block Pump Set with CI body, SS shaft and SS Impeller, 72m Head, 468LPM 15HP with starter & control panel- Two Stage |  |  | nos
ML_DWP2389 | Monoblock Pumps | Mono Block Pump Set with CI body, Carbon steel shaft and CI Impeller, 76m Head, 426LPM 15HP with starter & control panel- Two Stage |  |  | nos
ML_DWP2390 | Monoblock Pumps | Mono Block Pump Set with CI body, Carbon steel shaft and Bronze Impeller, 76m Head, 426LPM 15HP with starter & control panel- Two Stage |  |  | nos
ML_DWP2391 | Monoblock Pumps | Mono Block Pump Set with CI body, Carbon steel shaft and SS Impeller, 76m Head, 426LPM 15HP with starter & control panel- Two Stage |  |  | nos
ML_DWP2392 | Monoblock Pumps | Mono Block Pump Set with CI body, SS shaft and CI Impeller, 76m Head, 426LPM 15HP with starter & control panel- Two Stage |  |  | nos
ML_DWP2393 | Monoblock Pumps | Mono Block Pump Set with CI body, SS shaft and Bronze Impeller, 76m Head, 426LPM 15HP with starter & control panel- Two Stage |  |  | nos
ML_DWP2394 | Monoblock Pumps | Mono Block Pump Set with CI body, SS shaft and SS Impeller, 76m Head, 426LPM 15HP with starter & control panel- Two Stage |  |  | nos
ML_DWP2395 | Monoblock Pumps | Mono Block Pump Set with CI body, Carbon steel shaft and CI Impeller, 80m Head, 402LPM 15HP with starter & control panel- Two Stage |  |  | nos
ML_DWP2396 | Monoblock Pumps | Mono Block Pump Set with CI body, Carbon steel shaft and Bronze Impeller, 80m Head, 402LPM 15HP with starter & control panel- Two Stage |  |  | nos
ML_DWP2397 | Monoblock Pumps | Mono Block Pump Set with CI body, Carbon steel shaft and SS Impeller, 80m Head, 402LPM 15HP with starter & control panel- Two Stage |  |  | nos
ML_DWP2398 | Monoblock Pumps | Mono Block Pump Set with CI body, SS shaft and CI Impeller, 80m Head, 402LPM 15HP with starter & control panel- Two Stage |  |  | nos
ML_DWP2399 | Monoblock Pumps | Mono Block Pump Set with CI body, SS shaft and Bronze Impeller, 80m Head, 402LPM 15HP with starter & control panel- Two Stage |  |  | nos
ML_DWP2400 | Monoblock Pumps | Mono Block Pump Set with CI body, SS shaft and SS Impeller, 80m Head, 402LPM 15HP with starter & control panel- Two Stage |  |  | nos
ML_DWP2401 | Monoblock Pumps | Mono Block Pump Set with CI body, Carbon steel shaft and CI Impeller, 90m Head, 342LPM 15HP with starter & control panel- Two Stage |  |  | nos
ML_DWP2402 | Monoblock Pumps | Mono Block Pump Set with CI body, Carbon steel shaft and Bronze Impeller, 90m Head, 342LPM 15HP with starter & control panel- Two Stage |  |  | nos
ML_DWP2403 | Monoblock Pumps | Mono Block Pump Set with CI body, Carbon steel shaft and SS Impeller, 90m Head, 342LPM 15HP with starter & control panel- Two Stage |  |  | nos
ML_DWP2404 | Monoblock Pumps | Mono Block Pump Set with CI body, SS shaft and CI Impeller, 90m Head, 342LPM 15HP with starter & control panel- Two Stage |  |  | nos
ML_DWP2405 | Monoblock Pumps | Mono Block Pump Set with CI body, SS shaft and Bronze Impeller, 90m Head, 342LPM 15HP with starter & control panel- Two Stage |  |  | nos
ML_DWP2406 | Monoblock Pumps | Mono Block Pump Set with CI body, SS shaft and SS Impeller, 90m Head, 342LPM 15HP with starter & control panel- Two Stage |  |  | nos
ML_DWP2407 | Monoblock Pumps | Mono Block Pump Set with CI body, Carbon steel shaft and CI Impeller, 94m Head, 318LPM 15HP with starter & control panel- Two Stage |  |  | nos
ML_DWP2408 | Monoblock Pumps | Mono Block Pump Set with CI body, Carbon steel shaft and Bronze Impeller, 94m Head, 318LPM 15HP with starter & control panel- Two Stage |  |  | nos
ML_DWP2409 | Monoblock Pumps | Mono Block Pump Set with CI body, Carbon steel shaft and SS Impeller, 94m Head, 318LPM 15HP with starter & control panel- Two Stage |  |  | nos
ML_DWP2410 | Monoblock Pumps | Mono Block Pump Set with CI body, SS shaft and CI Impeller, 94m Head, 318LPM 15HP with starter & control panel- Two Stage |  |  | nos
ML_DWP2411 | Monoblock Pumps | Mono Block Pump Set with CI body, SS shaft and Bronze Impeller, 94m Head, 318LPM 15HP with starter & control panel- Two Stage |  |  | nos
ML_DWP2412 | Monoblock Pumps | Mono Block Pump Set with CI body, SS shaft and SS Impeller, 94m Head, 318LPM 15HP with starter & control panel- Two Stage |  |  | nos
ML_DWP2413 | Monoblock Pumps | Mono Block Pump Set with CI body, Carbon steel shaft and CI Impeller, 98m Head, 288LPM 15HP with starter & control panel- Two Stage |  |  | nos
ML_DWP2414 | Monoblock Pumps | Mono Block Pump Set with CI body, Carbon steel shaft and Bronze Impeller, 98m Head, 288LPM 15HP with starter & control panel- Two Stage |  |  | nos
ML_DWP2415 | Monoblock Pumps | Mono Block Pump Set with CI body, Carbon steel shaft and SS Impeller, 98m Head, 288LPM 15HP with starter & control panel- Two Stage |  |  | nos
ML_DWP2416 | Monoblock Pumps | Mono Block Pump Set with CI body, SS shaft and CI Impeller, 98m Head, 288LPM 15HP with starter & control panel- Two Stage |  |  | nos
ML_DWP2417 | Monoblock Pumps | Mono Block Pump Set with CI body, SS shaft and Bronze Impeller, 98m Head, 288LPM 15HP with starter & control panel- Two Stage |  |  | nos
ML_DWP2418 | Monoblock Pumps | Mono Block Pump Set with CI body, SS shaft and SS Impeller, 98m Head, 288LPM 15HP with starter & control panel- Two Stage |  |  | nos
ML_DWP2419 | Monoblock Pumps | Mono Block Pump Set with CI body, Carbon steel shaft and CI Impeller, 110m Head, 105LPM 15HP with starter & control panel- Two Stage |  |  | nos
ML_DWP2420 | Monoblock Pumps | Mono Block Pump Set with CI body, Carbon steel shaft and Bronze Impeller, 110m Head, 105LPM 15HP with starter & control panel- Two Stage |  |  | nos
ML_DWP2421 | Monoblock Pumps | Mono Block Pump Set with CI body, Carbon steel shaft and SS Impeller, 110m Head, 105LPM 15HP with starter & control panel- Two Stage |  |  | nos
ML_DWP2422 | Monoblock Pumps | Mono Block Pump Set with CI body, SS shaft and CI Impeller, 110m Head, 105LPM 15HP with starter & control panel- Two Stage |  |  | nos
ML_DWP2423 | Monoblock Pumps | Mono Block Pump Set with CI body, SS shaft and Bronze Impeller, 110m Head, 105LPM 15HP with starter & control panel- Two Stage |  |  | nos
ML_DWP2424 | Monoblock Pumps | Mono Block Pump Set with CI body, SS shaft and SS Impeller, 110m Head, 105LPM 15HP with starter & control panel- Two Stage |  |  | nos
ML_DWP2425 | Monoblock Pumps | Mono Block Pump Set with CI body, Carbon steel shaft and CI Impeller, 40m Head, 1200LPM 20HP with starter & control panel- Two Stage |  |  | nos
ML_DWP2426 | Monoblock Pumps | Mono Block Pump Set with CI body, Carbon steel shaft and Bronze Impeller, 40m Head, 1200LPM 20HP with starter & control panel- Two Stage |  |  | nos
ML_DWP2427 | Monoblock Pumps | Mono Block Pump Set with CI body, Carbon steel shaft and SS Impeller, 40m Head, 1200LPM 20HP with starter & control panel- Two Stage |  |  | nos
ML_DWP2428 | Monoblock Pumps | Mono Block Pump Set with CI body, SS shaft and CI Impeller, 40m Head, 1200LPM 20HP with starter & control panel- Two Stage |  |  | nos
ML_DWP2429 | Monoblock Pumps | Mono Block Pump Set with CI body, SS shaft and Bronze Impeller, 40m Head, 1200LPM 20HP with starter & control panel- Two Stage |  |  | nos
ML_DWP2430 | Monoblock Pumps | Mono Block Pump Set with CI body, SS shaft and SS Impeller, 40m Head, 1200LPM 20HP with starter & control panel- Two Stage |  |  | nos
ML_DWP2431 | Monoblock Pumps | Mono Block Pump Set with CI body, Carbon steel shaft and CI Impeller, 44m Head, 1140LPM 20HP with starter & control panel- Two Stage |  |  | nos
ML_DWP2432 | Monoblock Pumps | Mono Block Pump Set with CI body, Carbon steel shaft and Bronze Impeller, 44m Head, 1140LPM 20HP with starter & control panel- Two Stage |  |  | nos
ML_DWP2433 | Monoblock Pumps | Mono Block Pump Set with CI body, Carbon steel shaft and SS Impeller, 44m Head, 1140LPM 20HP with starter & control panel- Two Stage |  |  | nos
ML_DWP2434 | Monoblock Pumps | Mono Block Pump Set with CI body, SS shaft and CI Impeller, 44m Head, 1140LPM 20HP with starter & control panel- Two Stage |  |  | nos
ML_DWP2435 | Monoblock Pumps | Mono Block Pump Set with CI body, SS shaft and Bronze Impeller, 44m Head, 1140LPM 20HP with starter & control panel- Two Stage |  |  | nos
ML_DWP2436 | Monoblock Pumps | Mono Block Pump Set with CI body, SS shaft and SS Impeller, 44m Head, 1140LPM 20HP with starter & control panel- Two Stage |  |  | nos
ML_DWP2437 | Monoblock Pumps | Mono Block Pump Set with CI body, Carbon steel shaft and CI Impeller, 48m Head, 1068LPM 20HP with starter & control panel- Two Stage |  |  | nos
ML_DWP2438 | Monoblock Pumps | Mono Block Pump Set with CI body, Carbon steel shaft and Bronze Impeller, 48m Head, 1068LPM 20HP with starter & control panel- Two Stage |  |  | nos
ML_DWP2439 | Monoblock Pumps | Mono Block Pump Set with CI body, Carbon steel shaft and SS Impeller, 48m Head, 1068LPM 20HP with starter & control panel- Two Stage |  |  | nos
ML_DWP2440 | Monoblock Pumps | Mono Block Pump Set with CI body, SS shaft and CI Impeller, 48m Head, 1068LPM 20HP with starter & control panel- Two Stage |  |  | nos
ML_DWP2441 | Monoblock Pumps | Mono Block Pump Set with CI body, SS shaft and Bronze Impeller, 48m Head, 1068LPM 20HP with starter & control panel- Two Stage |  |  | nos
ML_DWP2442 | Monoblock Pumps | Mono Block Pump Set with CI body, SS shaft and SS Impeller, 48m Head, 1068LPM 20HP with starter & control panel- Two Stage |  |  | nos
ML_DWP2443 | Monoblock Pumps | Mono Block Pump Set with CI body, Carbon steel shaft and CI Impeller, 52m Head, 990LPM 20HP with starter & control panel- Two Stage |  |  | nos
ML_DWP2444 | Monoblock Pumps | Mono Block Pump Set with CI body, Carbon steel shaft and Bronze Impeller, 52m Head, 990LPM 20HP with starter & control panel- Two Stage |  |  | nos
ML_DWP2445 | Monoblock Pumps | Mono Block Pump Set with CI body, Carbon steel shaft and SS Impeller, 52m Head, 990LPM 20HP with starter & control panel- Two Stage |  |  | nos
ML_DWP2446 | Monoblock Pumps | Mono Block Pump Set with CI body, SS shaft and CI Impeller, 52m Head, 990LPM 20HP with starter & control panel- Two Stage |  |  | nos
ML_DWP2447 | Monoblock Pumps | Mono Block Pump Set with CI body, SS shaft and Bronze Impeller, 52m Head, 990LPM 20HP with starter & control panel- Two Stage |  |  | nos
ML_DWP2448 | Monoblock Pumps | Mono Block Pump Set with CI body, SS shaft and SS Impeller, 52m Head, 990LPM 20HP with starter & control panel- Two Stage |  |  | nos
ML_DWP2449 | Monoblock Pumps | Mono Block Pump Set with CI body, Carbon steel shaft and CI Impeller, 56m Head, 906LPM 20HP with starter & control panel- Two Stage |  |  | nos
ML_DWP2450 | Monoblock Pumps | Mono Block Pump Set with CI body, Carbon steel shaft and Bronze Impeller, 56m Head, 906LPM 20HP with starter & control panel- Two Stage |  |  | nos
ML_DWP2451 | Monoblock Pumps | Mono Block Pump Set with CI body, Carbon steel shaft and SS Impeller, 56m Head, 906LPM 20HP with starter & control panel- Two Stage |  |  | nos
ML_DWP2452 | Monoblock Pumps | Mono Block Pump Set with CI body, SS shaft and CI Impeller, 56m Head, 906LPM 20HP with starter & control panel- Two Stage |  |  | nos
ML_DWP2453 | Monoblock Pumps | Mono Block Pump Set with CI body, SS shaft and Bronze Impeller, 56m Head, 906LPM 20HP with starter & control panel- Two Stage |  |  | nos
ML_DWP2454 | Monoblock Pumps | Mono Block Pump Set with CI body, SS shaft and SS Impeller, 56m Head, 906LPM 20HP with starter & control panel- Two Stage |  |  | nos
ML_DWP2455 | Monoblock Pumps | Mono Block Pump Set with CI body, Carbon steel shaft and CI Impeller, 60m Head, 834LPM 20HP with starter & control panel- Two Stage |  |  | nos
ML_DWP2456 | Monoblock Pumps | Mono Block Pump Set with CI body, Carbon steel shaft and Bronze Impeller, 60m Head, 834LPM 20HP with starter & control panel- Two Stage |  |  | nos
ML_DWP2457 | Monoblock Pumps | Mono Block Pump Set with CI body, Carbon steel shaft and SS Impeller, 60m Head, 834LPM 20HP with starter & control panel- Two Stage |  |  | nos
ML_DWP2458 | Monoblock Pumps | Mono Block Pump Set with CI body, SS shaft and CI Impeller, 60m Head, 834LPM 20HP with starter & control panel- Two Stage |  |  | nos
ML_DWP2459 | Monoblock Pumps | Mono Block Pump Set with CI body, SS shaft and Bronze Impeller, 60m Head, 834LPM 20HP with starter & control panel- Two Stage |  |  | nos
ML_DWP2460 | Monoblock Pumps | Mono Block Pump Set with CI body, SS shaft and SS Impeller, 60m Head, 834LPM 20HP with starter & control panel- Two Stage |  |  | nos
ML_DWP2461 | Monoblock Pumps | Mono Block Pump Set with CI body, Carbon steel shaft and CI Impeller, 64m Head, 720LPM 20HP with starter & control panel- Two Stage |  |  | nos
ML_DWP2462 | Monoblock Pumps | Mono Block Pump Set with CI body, Carbon steel shaft and Bronze Impeller, 64m Head, 720LPM 20HP with starter & control panel- Two Stage |  |  | nos
ML_DWP2463 | Monoblock Pumps | Mono Block Pump Set with CI body, Carbon steel shaft and SS Impeller, 64m Head, 720LPM 20HP with starter & control panel- Two Stage |  |  | nos
ML_DWP2464 | Monoblock Pumps | Mono Block Pump Set with CI body, SS shaft and CI Impeller, 64m Head, 720LPM 20HP with starter & control panel- Two Stage |  |  | nos
ML_DWP2465 | Monoblock Pumps | Mono Block Pump Set with CI body, SS shaft and Bronze Impeller, 64m Head, 720LPM 20HP with starter & control panel- Two Stage |  |  | nos
ML_DWP2466 | Monoblock Pumps | Mono Block Pump Set with CI body, SS shaft and SS Impeller, 64m Head, 720LPM 20HP with starter & control panel- Two Stage |  |  | nos
ML_DWP2467 | Monoblock Pumps | Mono Block Pump Set with CI body, Carbon steel shaft and CI Impeller, 68m Head, 600LPM 20HP with starter & control panel- Two Stage |  |  | nos
ML_DWP2468 | Monoblock Pumps | Mono Block Pump Set with CI body, Carbon steel shaft and Bronze Impeller, 68m Head, 600LPM 20HP with starter & control panel- Two Stage |  |  | nos
ML_DWP2469 | Monoblock Pumps | Mono Block Pump Set with CI body, Carbon steel shaft and SS Impeller, 68m Head, 600LPM 20HP with starter & control panel- Two Stage |  |  | nos
ML_DWP2470 | Monoblock Pumps | Mono Block Pump Set with CI body, SS shaft and CI Impeller, 68m Head, 600LPM 20HP with starter & control panel- Two Stage |  |  | nos
ML_DWP2471 | Monoblock Pumps | Mono Block Pump Set with CI body, SS shaft and Bronze Impeller, 68m Head, 600LPM 20HP with starter & control panel- Two Stage |  |  | nos
ML_DWP2472 | Monoblock Pumps | Mono Block Pump Set with CI body, SS shaft and SS Impeller, 68m Head, 600LPM 20HP with starter & control panel- Two Stage |  |  | nos
ML_DWP2473 | Monoblock Pumps | Mono Block Pump Set with CI body, Carbon steel shaft and CI Impeller, 72m Head, 480LPM 20HP with starter & control panel- Two Stage |  |  | nos
ML_DWP2474 | Monoblock Pumps | Mono Block Pump Set with CI body, Carbon steel shaft and Bronze Impeller, 72m Head, 480LPM 20HP with starter & control panel- Two Stage |  |  | nos
ML_DWP2475 | Monoblock Pumps | Mono Block Pump Set with CI body, Carbon steel shaft and SS Impeller, 72m Head, 480LPM 20HP with starter & control panel- Two Stage |  |  | nos
ML_DWP2476 | Monoblock Pumps | Mono Block Pump Set with CI body, SS shaft and CI Impeller, 72m Head, 480LPM 20HP with starter & control panel- Two Stage |  |  | nos
ML_DWP2477 | Monoblock Pumps | Mono Block Pump Set with CI body, SS shaft and Bronze Impeller, 72m Head, 480LPM 20HP with starter & control panel- Two Stage |  |  | nos
ML_DWP2478 | Monoblock Pumps | Mono Block Pump Set with CI body, SS shaft and SS Impeller, 72m Head, 480LPM 20HP with starter & control panel- Two Stage |  |  | nos
ML_DWP2479 | Monoblock Pumps | Mono Block Pump Set with CI body, Carbon steel shaft and CI Impeller, 68m Head, 720LPM 20HP with starter & control panel- Two Stage |  |  | nos
ML_DWP2480 | Monoblock Pumps | Mono Block Pump Set with CI body, Carbon steel shaft and Bronze Impeller, 68m Head, 720LPM 20HP with starter & control panel- Two Stage |  |  | nos
ML_DWP2481 | Monoblock Pumps | Mono Block Pump Set with CI body, Carbon steel shaft and SS Impeller, 68m Head, 720LPM 20HP with starter & control panel- Two Stage |  |  | nos
ML_DWP2482 | Monoblock Pumps | Mono Block Pump Set with CI body, SS shaft and CI Impeller, 68m Head, 720LPM 20HP with starter & control panel- Two Stage |  |  | nos
ML_DWP2483 | Monoblock Pumps | Mono Block Pump Set with CI body, SS shaft and Bronze Impeller, 68m Head, 720LPM 20HP with starter & control panel- Two Stage |  |  | nos
ML_DWP2484 | Monoblock Pumps | Mono Block Pump Set with CI body, SS shaft and SS Impeller, 68m Head, 720LPM 20HP with starter & control panel- Two Stage |  |  | nos
ML_DWP2485 | Monoblock Pumps | Mono Block Pump Set with CI body, Carbon steel shaft and CI Impeller, 72m Head, 690LPM 20HP with starter & control panel- Two Stage |  |  | nos
ML_DWP2486 | Monoblock Pumps | Mono Block Pump Set with CI body, Carbon steel shaft and Bronze Impeller, 72m Head, 690LPM 20HP with starter & control panel- Two Stage |  |  | nos
ML_DWP2487 | Monoblock Pumps | Mono Block Pump Set with CI body, Carbon steel shaft and SS Impeller, 72m Head, 690LPM 20HP with starter & control panel- Two Stage |  |  | nos
ML_DWP2488 | Monoblock Pumps | Mono Block Pump Set with CI body, SS shaft and CI Impeller, 72m Head, 690LPM 20HP with starter & control panel- Two Stage |  |  | nos
ML_DWP2489 | Monoblock Pumps | Mono Block Pump Set with CI body, SS shaft and Bronze Impeller, 72m Head, 690LPM 20HP with starter & control panel- Two Stage |  |  | nos
ML_DWP2490 | Monoblock Pumps | Mono Block Pump Set with CI body, SS shaft and SS Impeller, 72m Head, 690LPM 20HP with starter & control panel- Two Stage |  |  | nos
ML_DWP2491 | Monoblock Pumps | Mono Block Pump Set with CI body, Carbon steel shaft and CI Impeller, 76m Head, 654LPM 20HP with starter & control panel- Two Stage |  |  | nos
ML_DWP2492 | Monoblock Pumps | Mono Block Pump Set with CI body, Carbon steel shaft and Bronze Impeller, 76m Head, 654LPM 20HP with starter & control panel- Two Stage |  |  | nos
ML_DWP2493 | Monoblock Pumps | Mono Block Pump Set with CI body, Carbon steel shaft and SS Impeller, 76m Head, 654LPM 20HP with starter & control panel- Two Stage |  |  | nos
ML_DWP2494 | Monoblock Pumps | Mono Block Pump Set with CI body, SS shaft and CI Impeller, 76m Head, 654LPM 20HP with starter & control panel- Two Stage |  |  | nos
ML_DWP2495 | Monoblock Pumps | Mono Block Pump Set with CI body, SS shaft and Bronze Impeller, 76m Head, 654LPM 20HP with starter & control panel- Two Stage |  |  | nos
ML_DWP2496 | Monoblock Pumps | Mono Block Pump Set with CI body, SS shaft and SS Impeller, 76m Head, 654LPM 20HP with starter & control panel- Two Stage |  |  | nos
ML_DWP2497 | Monoblock Pumps | Mono Block Pump Set with CI body, Carbon steel shaft and CI Impeller, 80m Head, 612LPM 20HP with starter & control panel- Two Stage |  |  | nos
ML_DWP2498 | Monoblock Pumps | Mono Block Pump Set with CI body, Carbon steel shaft and Bronze Impeller, 80m Head, 612LPM 20HP with starter & control panel- Two Stage |  |  | nos
ML_DWP2499 | Monoblock Pumps | Mono Block Pump Set with CI body, Carbon steel shaft and SS Impeller, 80m Head, 612LPM 20HP with starter & control panel- Two Stage |  |  | nos
ML_DWP2500 | Monoblock Pumps | Mono Block Pump Set with CI body, SS shaft and CI Impeller, 80m Head, 612LPM 20HP with starter & control panel- Two Stage |  |  | nos
ML_DWP2501 | Monoblock Pumps | Mono Block Pump Set with CI body, SS shaft and Bronze Impeller, 80m Head, 612LPM 20HP with starter & control panel- Two Stage |  |  | nos
ML_DWP2502 | Monoblock Pumps | Mono Block Pump Set with CI body, SS shaft and SS Impeller, 80m Head, 612LPM 20HP with starter & control panel- Two Stage |  |  | nos
ML_DWP2503 | Monoblock Pumps | Mono Block Pump Set with CI body, Carbon steel shaft and CI Impeller, 90m Head, 480LPM 20HP with starter & control panel- Two Stage |  |  | nos
ML_DWP2504 | Monoblock Pumps | Mono Block Pump Set with CI body, Carbon steel shaft and Bronze Impeller, 90m Head, 480LPM 20HP with starter & control panel- Two Stage |  |  | nos
ML_DWP2505 | Monoblock Pumps | Mono Block Pump Set with CI body, Carbon steel shaft and SS Impeller, 90m Head, 480LPM 20HP with starter & control panel- Two Stage |  |  | nos
ML_DWP2506 | Monoblock Pumps | Mono Block Pump Set with CI body, SS shaft and CI Impeller, 90m Head, 480LPM 20HP with starter & control panel- Two Stage |  |  | nos
ML_DWP2507 | Monoblock Pumps | Mono Block Pump Set with CI body, SS shaft and Bronze Impeller, 90m Head, 480LPM 20HP with starter & control panel- Two Stage |  |  | nos
ML_DWP2508 | Monoblock Pumps | Mono Block Pump Set with CI body, SS shaft and SS Impeller, 90m Head, 480LPM 20HP with starter & control panel- Two Stage |  |  | nos
ML_DWP2509 | Monoblock Pumps | Mono Block Pump Set with CI body, Carbon steel shaft and CI Impeller, 94m Head, 420LPM 20HP with starter & control panel- Two Stage |  |  | nos
ML_DWP2510 | Monoblock Pumps | Mono Block Pump Set with CI body, Carbon steel shaft and Bronze Impeller, 94m Head, 420LPM 20HP with starter & control panel- Two Stage |  |  | nos
ML_DWP2511 | Monoblock Pumps | Mono Block Pump Set with CI body, Carbon steel shaft and SS Impeller, 94m Head, 420LPM 20HP with starter & control panel- Two Stage |  |  | nos
ML_DWP2512 | Monoblock Pumps | Mono Block Pump Set with CI body, SS shaft and CI Impeller, 94m Head, 420LPM 20HP with starter & control panel- Two Stage |  |  | nos
ML_DWP2513 | Monoblock Pumps | Mono Block Pump Set with CI body, SS shaft and Bronze Impeller, 94m Head, 420LPM 20HP with starter & control panel- Two Stage |  |  | nos
ML_DWP2514 | Monoblock Pumps | Mono Block Pump Set with CI body, SS shaft and SS Impeller, 94m Head, 420LPM 20HP with starter & control panel- Two Stage |  |  | nos
ML_DWP2515 | Monoblock Pumps | Mono Block Pump Set with CI body, Carbon steel shaft and CI Impeller, 98m Head, 330LPM 20HP with starter & control panel- Two Stage |  |  | nos
ML_DWP2516 | Monoblock Pumps | Mono Block Pump Set with CI body, Carbon steel shaft and Bronze Impeller, 98m Head, 330LPM 20HP with starter & control panel- Two Stage |  |  | nos
ML_DWP2517 | Monoblock Pumps | Mono Block Pump Set with CI body, Carbon steel shaft and SS Impeller, 98m Head, 330LPM 20HP with starter & control panel- Two Stage |  |  | nos
ML_DWP2518 | Monoblock Pumps | Mono Block Pump Set with CI body, SS shaft and CI Impeller, 98m Head, 330LPM 20HP with starter & control panel- Two Stage |  |  | nos
ML_DWP2519 | Monoblock Pumps | Mono Block Pump Set with CI body, SS shaft and Bronze Impeller, 98m Head, 330LPM 20HP with starter & control panel- Two Stage |  |  | nos
ML_DWP2520 | Monoblock Pumps | Mono Block Pump Set with CI body, SS shaft and SS Impeller, 98m Head, 330LPM 20HP with starter & control panel- Two Stage |  |  | nos
ML_DWP2521 | Booster Pumps | Pressure Boosting Pump Set with SS BODY, SS shaft and SS Impeller, 35 M Head, 167LPM with Pressure Vessel, starter & control panel |  |  | nos
ML_DWP2522 | Booster Pumps | Pressure Boosting Pump Set with SS BODY, SS shaft and SS Impeller, 35 M Head, 500LPM with Pressure Vessel, starter & control panel |  |  | nos
ML_DWP2523 | Booster Pumps | Pressure Boosting Pump Set with SS BODY, SS shaft and SS Impeller, 55 M Head, 167LPM with Pressure Vessel, starter & control panel |  |  | nos
ML_DWP2524 | Booster Pumps | Pressure Boosting Pump Set with SS BODY, SS shaft and SS Impeller, 55 M Head, 500LPM with Pressure Vessel, starter & control panel |  |  | nos
ML_DWP2525 | Booster Pumps | Pressure Boosting Pump Set with CI BODY, SS shaft and SS Impeller, 35 M Head, 167LPM with Pressure Vessel, starter & control panel |  |  | nos
ML_DWP2526 | Booster Pumps | Pressure Boosting Pump Set with CI BODY, SS shaft and SS Impeller, 35 M Head, 500LPM with Pressure Vessel, starter & control panel |  |  | nos
ML_DWP2527 | Booster Pumps | Pressure Boosting Pump Set with CI BODY, SS shaft and SS Impeller, 55 M Head, 167LPM with Pressure Vessel, starter & control panel |  |  | nos
ML_DWP2528 | Booster Pumps | Pressure Boosting Pump Set with CI BODY, SS shaft and SS Impeller, 55 M Head, 500LPM with Pressure Vessel, starter & control panel |  |  | nos
ML_DWP2565 | Vertical Multistage Pump | Vertical Multistage Pump Set with SS BODY & SS Impeller, 90 M Head, 833LPM with starter & control panel |  |  | nos
ML_DWP2566 | Vertical Multistage Pump | Vertical Multistage Pump Set with SS BODY & SS Impeller, 90 M Head, 1000LPM with starter & control panel |  |  | nos
ML_DWP2567 | Vertical Multistage Pump | Vertical Multistage Pump Set with SS BODY & SS Impeller, 90 M Head, 1166LPM with starter & control panel |  |  | nos
ML_DWP2568 | Vertical Multistage Pump | Vertical Multistage Pump Set with SS BODY & SS Impeller, 105 M Head, 833LPM with starter & control panel |  |  | nos
ML_DWP2569 | Vertical Multistage Pump | Vertical Multistage Pump Set with SS BODY & SS Impeller, 105 M Head, 1000LPM with starter & control panel |  |  | nos
ML_DWP2570 | Vertical Multistage Pump | Vertical Multistage Pump Set with SS BODY & SS Impeller, 105 M Head, 1166LPM with starter & control panel |  |  | nos
ML_DWP2571 | Vertical Multistage Pump | Vertical Multistage Pump Set with SS BODY & SS Impeller, 120 M Head, 833LPM with starter & control panel |  |  | nos
ML_DWP2572 | Vertical Multistage Pump | Vertical Multistage Pump Set with SS BODY & SS Impeller, 120 M Head, 1000LPM with starter & control panel |  |  | nos
ML_DWP2573 | Vertical Multistage Pump | Vertical Multistage Pump Set with SS BODY & SS Impeller, 120 M Head, 1166LPM with starter & control panel |  |  | nos
ML_DWP2574 | Vertical Multistage Pump | Vertical Multistage Pump Set with SS BODY & SS Impeller, 135 M Head, 833LPM with starter & control panel |  |  | nos
ML_DWP2575 | Vertical Multistage Pump | Vertical Multistage Pump Set with SS BODY & SS Impeller, 135 M Head, 1000LPM with starter & control panel |  |  | nos
ML_DWP2576 | Vertical Multistage Pump | Vertical Multistage Pump Set with SS BODY & SS Impeller, 135 M Head, 1166LPM with starter & control panel |  |  | nos
ML_DWP2577 | Vertical Multistage Pump | Vertical Multistage Pump Set with SS BODY & SS Impeller, 150 M Head, 833LPM with starter & control panel |  |  | nos
ML_DWP2578 | Vertical Multistage Pump | Vertical Multistage Pump Set with SS BODY & SS Impeller, 150 M Head, 1000LPM with starter & control panel |  |  | nos
ML_DWP2579 | Vertical Multistage Pump | Vertical Multistage Pump Set with SS BODY & SS Impeller, 150 M Head, 1166LPM with starter & control panel |  |  | nos
ML_DWP2580 | Vertical Multistage Pump | Vertical Multistage Pump Set with SS BODY & SS Impeller, 165 M Head, 833LPM with starter & control panel |  |  | nos
ML_DWP2581 | Vertical Multistage Pump | Vertical Multistage Pump Set with SS BODY & SS Impeller, 165 M Head, 1000LPM with starter & control panel |  |  | nos
ML_DWP2582 | Vertical Multistage Pump | Vertical Multistage Pump Set with SS BODY & SS Impeller, 165 M Head, 1166LPM with starter & control panel |  |  | nos
ML_DWP2583 | Vertical Multistage Pump | Vertical Multistage Pump Set with CI BODY & SS Impeller, 90 M Head, 833LPM with starter & control panel |  |  | nos
ML_DWP2584 | Vertical Multistage Pump | Vertical Multistage Pump Set with CI BODY & SS Impeller, 90 M Head, 1000LPM with starter & control panel |  |  | nos
ML_DWP2585 | Vertical Multistage Pump | Vertical Multistage Pump Set with CI BODY & SS Impeller, 90 M Head, 1166LPM with starter & control panel |  |  | nos
ML_DWP2586 | Vertical Multistage Pump | Vertical Multistage Pump Set with CI BODY & SS Impeller, 105 M Head, 833LPM with starter & control panel |  |  | nos
ML_DWP2587 | Vertical Multistage Pump | Vertical Multistage Pump Set with CI BODY & SS Impeller, 105 M Head, 1000LPM with starter & control panel |  |  | nos
ML_DWP2588 | Vertical Multistage Pump | Vertical Multistage Pump Set with CI BODY & SS Impeller, 105 M Head, 1166LPM with starter & control panel |  |  | nos
ML_DWP2589 | Vertical Multistage Pump | Vertical Multistage Pump Set with CI BODY & SS Impeller, 120 M Head, 833LPM with starter & control panel |  |  | nos
ML_DWP2590 | Vertical Multistage Pump | Vertical Multistage Pump Set with CI BODY & SS Impeller, 120 M Head, 1000LPM with starter & control panel |  |  | nos
ML_DWP2591 | Vertical Multistage Pump | Vertical Multistage Pump Set with CI BODY & SS Impeller, 120 M Head, 1166LPM with starter & control panel |  |  | nos
ML_DWP2592 | Vertical Multistage Pump | Vertical Multistage Pump Set with CI BODY & SS Impeller, 135 M Head, 833LPM with starter & control panel |  |  | nos
ML_DWP2593 | Vertical Multistage Pump | Vertical Multistage Pump Set with CI BODY & SS Impeller, 135 M Head, 1000LPM with starter & control panel |  |  | nos
ML_DWP2594 | Vertical Multistage Pump | Vertical Multistage Pump Set with CI BODY & SS Impeller, 135 M Head, 1166LPM with starter & control panel |  |  | nos
ML_DWP2595 | Vertical Multistage Pump | Vertical Multistage Pump Set with CI BODY & SS Impeller, 150 M Head, 833LPM with starter & control panel |  |  | nos
ML_DWP2596 | Vertical Multistage Pump | Vertical Multistage Pump Set with CI BODY & SS Impeller, 150 M Head, 1000LPM with starter & control panel |  |  | nos
ML_DWP2597 | Vertical Multistage Pump | Vertical Multistage Pump Set with CI BODY & SS Impeller, 150 M Head, 1166LPM with starter & control panel |  |  | nos
ML_DWP2598 | Vertical Multistage Pump | Vertical Multistage Pump Set with CI BODY & SS Impeller, 165 M Head, 833LPM with starter & control panel |  |  | nos
ML_DWP2599 | Vertical Multistage Pump | Vertical Multistage Pump Set with CI BODY & SS Impeller, 165 M Head, 1000LPM with starter & control panel |  |  | nos
ML_DWP2600 | Vertical Multistage Pump | Vertical Multistage Pump Set with CI BODY & SS Impeller, 165 M Head, 1166LPM with starter & control panel |  |  | nos
ML_DWP2601 | Multistage Pump | Horizontal Multistage Pump Set with SS BODY & SS Impeller, 90 M Head, 833LPM with starter & control panel |  |  | nos
ML_DWP2602 | Multistage Pump | Horizontal Multistage Pump Set with SS BODY & SS Impeller, 90 M Head, 1000LPM with starter & control panel |  |  | nos
ML_DWP2603 | Multistage Pump | Horizontal Multistage Pump Set with SS BODY & SS Impeller, 90 M Head, 1166LPM with starter & control panel |  |  | nos
ML_DWP2604 | Multistage Pump | Horizontal Multistage Pump Set with SS BODY & SS Impeller, 105 M Head, 833LPM with starter & control panel |  |  | nos
ML_DWP2605 | Multistage Pump | Horizontal Multistage Pump Set with SS BODY & SS Impeller, 105 M Head, 1000LPM with starter & control panel |  |  | nos
ML_DWP2606 | Multistage Pump | Horizontal Multistage Pump Set with SS BODY & SS Impeller, 105 M Head, 1166LPM with starter & control panel |  |  | nos
ML_DWP2607 | Multistage Pump | Horizontal Multistage Pump Set with SS BODY & SS Impeller, 120 M Head, 833LPM with starter & control panel |  |  | nos
ML_DWP2608 | Multistage Pump | Horizontal Multistage Pump Set with SS BODY & SS Impeller, 120 M Head, 1000LPM with starter & control panel |  |  | nos
ML_DWP2609 | Multistage Pump | Horizontal Multistage Pump Set with SS BODY & SS Impeller, 120 M Head, 1166LPM with starter & control panel |  |  | nos
ML_DWP2610 | Multistage Pump | Horizontal Multistage Pump Set with SS BODY & SS Impeller, 135 M Head, 833LPM with starter & control panel |  |  | nos
ML_DWP2611 | Multistage Pump | Horizontal Multistage Pump Set with SS BODY & SS Impeller, 135 M Head, 1000LPM with starter & control panel |  |  | nos
ML_DWP2612 | Multistage Pump | Horizontal Multistage Pump Set with SS BODY & SS Impeller, 135 M Head, 1166LPM with starter & control panel |  |  | nos
ML_DWP2613 | Multistage Pump | Horizontal Multistage Pump Set with SS BODY & SS Impeller, 150 M Head, 833LPM with starter & control panel |  |  | nos
ML_DWP2614 | Multistage Pump | Horizontal Multistage Pump Set with SS BODY & SS Impeller, 150 M Head, 1000LPM with starter & control panel |  |  | nos
ML_DWP2615 | Multistage Pump | Horizontal Multistage Pump Set with SS BODY & SS Impeller, 150 M Head, 1166LPM with starter & control panel |  |  | nos
ML_DWP2616 | Multistage Pump | Horizontal Multistage Pump Set with SS BODY & SS Impeller, 165 M Head, 833LPM with starter & control panel |  |  | nos
ML_DWP2617 | Multistage Pump | Horizontal Multistage Pump Set with SS BODY & SS Impeller, 165 M Head, 1000LPM with starter & control panel |  |  | nos
ML_DWP2618 | Multistage Pump | Horizontal Multistage Pump Set with SS BODY & SS Impeller, 165 M Head, 1166LPM with starter & control panel |  |  | nos
ML_DWP2619 | Multistage Pump | Horizontal Multistage Pump Set with CI BODY & SS Impeller, 90 M Head, 833LPM with starter & control panel |  |  | nos
ML_DWP2620 | Multistage Pump | Horizontal Multistage Pump Set with CI BODY & SS Impeller, 90 M Head, 1000LPM with starter & control panel |  |  | nos
ML_DWP2621 | Multistage Pump | Horizontal Multistage Pump Set with CI BODY & SS Impeller, 90 M Head, 1166LPM with starter & control panel |  |  | nos
ML_DWP2622 | Multistage Pump | Horizontal Multistage Pump Set with CI BODY & SS Impeller, 105 M Head, 833LPM with starter & control panel |  |  | nos
ML_DWP2623 | Multistage Pump | Horizontal Multistage Pump Set with CI BODY & SS Impeller, 105 M Head, 1000LPM with starter & control panel |  |  | nos
ML_DWP2624 | Multistage Pump | Horizontal Multistage Pump Set with CI BODY & SS Impeller, 105 M Head, 1166LPM with starter & control panel |  |  | nos
ML_DWP2625 | Multistage Pump | Horizontal Multistage Pump Set with CI BODY & SS Impeller, 120 M Head, 833LPM with starter & control panel |  |  | nos
ML_DWP2626 | Multistage Pump | Horizontal Multistage Pump Set with CI BODY & SS Impeller, 120 M Head, 1000LPM with starter & control panel |  |  | nos
ML_DWP2627 | Multistage Pump | Horizontal Multistage Pump Set with CI BODY & SS Impeller, 120 M Head, 1166LPM with starter & control panel |  |  | nos
ML_DWP2628 | Multistage Pump | Horizontal Multistage Pump Set with CI BODY & SS Impeller, 135 M Head, 833LPM with starter & control panel |  |  | nos
ML_DWP2629 | Multistage Pump | Horizontal Multistage Pump Set with CI BODY & SS Impeller, 135 M Head, 1000LPM with starter & control panel |  |  | nos
ML_DWP2630 | Multistage Pump | Horizontal Multistage Pump Set with CI BODY & SS Impeller, 135 M Head, 1166LPM with starter & control panel |  |  | nos
ML_DWP2631 | Multistage Pump | Horizontal Multistage Pump Set with CI BODY & SS Impeller, 150 M Head, 833LPM with starter & control panel |  |  | nos
ML_DWP2632 | Multistage Pump | Horizontal Multistage Pump Set with CI BODY & SS Impeller, 150 M Head, 1000LPM with starter & control panel |  |  | nos
ML_DWP2633 | Multistage Pump | Horizontal Multistage Pump Set with CI BODY & SS Impeller, 150 M Head, 1166LPM with starter & control panel |  |  | nos
ML_DWP2634 | Multistage Pump | Horizontal Multistage Pump Set with CI BODY & SS Impeller, 165 M Head, 833LPM with starter & control panel |  |  | nos
ML_DWP2635 | Multistage Pump | Horizontal Multistage Pump Set with CI BODY & SS Impeller, 165 M Head, 1000LPM with starter & control panel |  |  | nos
ML_DWP2636 | Multistage Pump | Horizontal Multistage Pump Set with CI BODY & SS Impeller, 165 M Head, 1166LPM with starter & control panel |  |  | nos
ML_PVESS001 | Pressure Vessel | Pressure Vessel of volume 3.30 Litre with operating pressure 150Psi |  |  | nos
ML_PVESS002 | Pressure Vessel | Pressure Vessel of volume 6.70 Litre with operating pressure 150Psi |  |  | nos
ML_PVESS003 | Pressure Vessel | Pressure Vessel of volume 13.70 Litre with operating pressure 150Psi |  |  | nos
ML_PVESS004 | Pressure Vessel | Pressure Vessel of volume 12.60 Litre with operating pressure 150Psi |  |  | nos
ML_PVESS005 | Pressure Vessel | Pressure Vessel of volume 21.57 Litre with operating pressure 150Psi |  |  | nos
ML_PVESS006 | Pressure Vessel | Pressure Vessel of volume 16.60 Litre with operating pressure 150Psi |  |  | nos
ML_PVESS007 | Pressure Vessel | Pressure Vessel of volume 26.87 Litre with operating pressure 150Psi |  |  | nos
ML_PVESS008 | Pressure Vessel | Pressure Vessel of volume 34.44 Litre with operating pressure 150Psi |  |  | nos
ML_PVESS009 | Pressure Vessel | Pressure Vessel of volume 39.36 Litre with operating pressure 150Psi |  |  | nos
ML_PVESS010 | Pressure Vessel | Pressure Vessel of volume 63.21 Litre with operating pressure 150Psi |  |  | nos
ML_PVESS011 | Pressure Vessel | Pressure Vessel of volume 88.57 Litre with operating pressure 150Psi |  |  | nos
ML_PVESS012 | Pressure Vessel | Pressure Vessel of volume 97.90 Litre with operating pressure 150Psi |  |  | nos
ML_PVESS013 | Pressure Vessel | Pressure Vessel of volume 104.47 Litre with operating pressure 150Psi |  |  | nos
ML_PVESS014 | Pressure Vessel | Pressure Vessel of volume 148 Litre with operating pressure 150Psi |  |  | nos
ML_PVESS015 | Pressure Vessel | Pressure Vessel of volume 194 Litre with operating pressure 150Psi |  |  | nos
ML_PVESS016 | Pressure Vessel | Pressure Vessel of volume 269 Litre with operating pressure 150Psi |  |  | nos
ML_PVESS017 | Pressure Vessel | Pressure Vessel of volume 330 Litre with operating pressure 150Psi |  |  | nos
ML_PVESS018 | Pressure Vessel | Pressure Vessel of volume 473 Litre with operating pressure 150Psi |  |  | nos
ML_PVESS019 | Pressure Vessel | Pressure Vessel of volume 697 Litre with operating pressure 150Psi |  |  | nos
ML_PVESS020 | Pressure Vessel | Pressure Vessel of volume 1011 Litre with operating pressure 150Psi |  |  | nos
ML_PVESS021 | Pressure Vessel | Pressure Vessel of volume 1494 Litre with operating pressure 150Psi |  |  | nos
ML_PVESS022 | Pressure Vessel | Pressure Vessel of volume 1895 Litre with operating pressure 150Psi |  |  | nos
ML_PVESS023 | Pressure Vessel | Pressure Vessel of volume 2451 Litre with operating pressure 150Psi |  |  | nos
ML_PVESS024 | Pressure Vessel | Pressure Vessel of volume 3306 Litre with operating pressure 150Psi |  |  | nos
ML_FSD021 | NP2 R.C.C.. Pipe | 100mm dia NP2 R.C.C pipe |  |  | m
ML_FSD022 | NP2 R.C.C.. Pipe | 150mm dia NP2 R.C.C pipe |  |  | m
ML_FSD023 | NP2 R.C.C.. Pipe | 200mm dia NP2 R.C.C pipe |  |  | m
ML_FSD024 | NP2 R.C.C.. Pipe | 250mm dia NP2 R.C.C pipe |  |  | m
ML_FSD025 | NP2 R.C.C.. Pipe | 300mm dia NP2 R.C.C pipe |  |  | m
ML_FSD026 | NP2 R.C.C.. Pipe | 350mm dia NP2 R.C.C pipe |  |  | m
ML_FSD027 | NP2 R.C.C.. Pipe | 400mm dia NP2 R.C.C pipe |  |  | m
ML_FSD028 | NP2 R.C.C.. Pipe | 450mm dia NP2 R.C.C pipe |  |  | m
ML_FSD029 | NP2 R.C.C.. Pipe | 500mm dia NP2 R.C.C pipe |  |  | m
ML_FSD030 | NP2 R.C.C.. Pipe | 600mm dia NP2 R.C.C pipe |  |  | m
ML_FSD031 | NP2 R.C.C.. Pipe | 700mm dia NP2 R.C.C pipe |  |  | m
ML_FSD032 | NP2 R.C.C.. Pipe | 800mm dia NP2 R.C.C pipe |  |  | m
ML_FSD033 | NP2 R.C.C.. Pipe | 900mm dia NP2 R.C.C pipe |  |  | m
ML_FSD034 | NP2 R.C.C.. Pipe | 1000mm dia NP2 R.C.C pipe |  |  | m
ML_FSD035 | NP2 R.C.C.. Pipe | 1100mm dia NP2 R.C.C pipe |  |  | m
ML_FSD036 | NP2 R.C.C.. Pipe | 1200mm dia NP2 R.C.C pipe |  |  | m
ML_FSD037 | NP3 R.C.C.. Pipe | 100mm dia NP3 R.C.C pipe |  |  | m
ML_FSD038 | NP3 R.C.C.. Pipe | 150mm dia NP3 R.C.C pipe |  |  | m
ML_FSD039 | NP3 R.C.C.. Pipe | 200mm dia NP3 R.C.C pipe |  |  | m
ML_FSD040 | NP3 R.C.C.. Pipe | 250mm dia NP3 R.C.C pipe |  |  | m
ML_FSD041 | NP3 R.C.C.. Pipe | 300mm dia NP3 R.C.C pipe |  |  | m
ML_FSD042 | NP3 R.C.C.. Pipe | 350mm dia NP3 R.C.C pipe |  |  | m
ML_FSD043 | NP3 R.C.C.. Pipe | 400mm dia NP3 R.C.C pipe |  |  | m
ML_FSD044 | NP3 R.C.C.. Pipe | 450mm dia NP3 R.C.C pipe |  |  | m
ML_FSD045 | NP3 R.C.C.. Pipe | 500mm dia NP3 R.C.C pipe |  |  | m
ML_FSD046 | NP3 R.C.C.. Pipe | 600mm dia NP3 R.C.C pipe |  |  | m
ML_FSD047 | NP3 R.C.C.. Pipe | 700mm dia NP3 R.C.C pipe |  |  | m
ML_FSD048 | NP3 R.C.C.. Pipe | 800mm dia NP3 R.C.C pipe |  |  | m
ML_FSD049 | NP3 R.C.C.. Pipe | 900mm dia NP3 R.C.C pipe |  |  | m
ML_FSD050 | NP3 R.C.C.. Pipe | 1000mm dia NP3 R.C.C pipe |  |  | m
ML_FSD051 | NP3 R.C.C.. Pipe | 1100mm dia NP3 R.C.C pipe |  |  | m
ML_FSD052 | NP3 R.C.C.. Pipe | 1200mm dia NP3 R.C.C pipe |  |  | m
ML_FSD053 | NP4 R.C.C.. Pipe | 150mm dia NP4 R.C.C pipe |  |  | m
ML_FSD054 | NP4 R.C.C.. Pipe | 200mm dia NP4 R.C.C pipe |  |  | m
ML_FSD055 | NP4 R.C.C.. Pipe | 250mm dia NP4 R.C.C pipe |  |  | m
ML_FSD056 | NP4 R.C.C.. Pipe | 300mm dia NP4 R.C.C pipe |  |  | m
ML_FSD057 | NP4 R.C.C.. Pipe | 350mm dia NP4 R.C.C pipe |  |  | m
ML_FSD058 | NP4 R.C.C.. Pipe | 400mm dia NP4 R.C.C pipe |  |  | m
ML_FSD059 | NP4 R.C.C.. Pipe | 450mm dia NP4 R.C.C pipe |  |  | m
ML_FSD060 | NP4 R.C.C.. Pipe | 500mm dia NP4 R.C.C pipe |  |  | m
ML_FSD061 | NP4 R.C.C.. Pipe | 600mm dia NP4 R.C.C pipe |  |  | m
ML_FSD062 | NP4 R.C.C.. Pipe | 700mm dia NP4 R.C.C pipe |  |  | m
ML_FSD063 | NP4 R.C.C.. Pipe | 800mm dia NP4 R.C.C pipe |  |  | m
ML_FSD064 | NP4 R.C.C.. Pipe | 900mm dia NP4 R.C.C pipe |  |  | m
ML_FSD065 | NP4 R.C.C.. Pipe | 1000mm dia NP4 R.C.C pipe |  |  | m
ML_FSD066 | NP4 R.C.C.. Pipe | 1100mm dia NP4 R.C.C pipe |  |  | m
ML_FSD067 | NP4 R.C.C.. Pipe | 1200mm dia NP4 R.C.C pipe |  |  | m
ML_FSD068 | NP4 R.C.C.. Pipe | 1400mm dia NP4 R.C.C pipe |  |  | m
ML_FSD069 | NP4 R.C.C.. Pipe | 1600mm dia NP4 R.C.C pipe |  |  | m
ML_FSD070 | NP4 R.C.C.. Pipe | 1800mm dia NP4 R.C.C pipe |  |  | m
ML_FSD071 | NP4 R.C.C.. Pipe | 2200mm dia NP4 R.C.C pipe |  |  | m
ML_FSD072 | NP4 R.C.C.. Pipe | 2400mm dia NP4 R.C.C pipe |  |  | m
ML_FSD073 | Class SP1 Stoneware pipes | 100mm dia Class SP1 Stoneware pipe |  |  | m
ML_FSD074 | Class SP1 Stoneware pipes | 150mm dia Class SP1 Stoneware pipe |  |  | m
ML_FSD075 | Class SP1 Stoneware pipes | 200mm dia Class SP1 Stoneware pipe |  |  | m
ML_FSD076 | Class SP1 Stoneware pipes | 230mm dia Class SP1 Stoneware pipe |  |  | m
ML_FSD077 | Class SP1 Stoneware pipes | 250mm dia Class SP1 Stoneware pipe |  |  | m
ML_FSD078 | Class SP1 Stoneware pipes | 300mm dia Class SP1 Stoneware pipe |  |  | m
ML_FSD079 | Class SP1 Stoneware pipes | 350mm dia Class SP1 Stoneware pipe |  |  | m
ML_FSD080 | Class SP1 Stoneware pipes | 400mm dia Class SP1 Stoneware pipe |  |  | m
ML_FSD081 | Class SP1 Stoneware pipes | 450mm dia Class SP1 Stoneware pipe |  |  | m
ML_FSD082 | Class SP1 Stoneware pipes | 500mm dia Class SP1 Stoneware pipe |  |  | m
ML_FSD083 | Class SP1 Stoneware pipes | 600mm dia Class SP1 Stoneware pipe |  |  | m
ML_FSD084 | Class SP1 Stoneware pipes | 700mm dia Class SP1 Stoneware pipe |  |  | m
ML_FSD085 | Class SP1 Stoneware pipes | 800mm dia Class SP1 Stoneware pipe |  |  | m
ML_FSD086 | Class SP2 Stoneware pipes | 100mm dia Class SP2 Stoneware pipe |  |  | m
ML_FSD087 | Class SP2 Stoneware pipes | 150mm dia Class SP2 Stoneware pipe |  |  | m
ML_FSD088 | Class SP2 Stoneware pipes | 200mm dia Class SP2 Stoneware pipe |  |  | m
ML_FSD089 | Class SP2 Stoneware pipes | 230mm dia Class SP2 Stoneware pipe |  |  | m
ML_FSD090 | Class SP2 Stoneware pipes | 250mm dia Class SP2 Stoneware pipe |  |  | m
ML_FSD091 | Class SP2 Stoneware pipes | 300mm dia Class SP2 Stoneware pipe |  |  | m
ML_FSD092 | Class SP2 Stoneware pipes | 350mm dia Class SP2 Stoneware pipe |  |  | m
ML_FSD093 | Class SP2 Stoneware pipes | 400mm dia Class SP2 Stoneware pipe |  |  | m
ML_FSD094 | Class SP2 Stoneware pipes | 450mm dia Class SP2 Stoneware pipe |  |  | m
ML_FSD095 | Class SP2 Stoneware pipes | 500mm dia Class SP2 Stoneware pipe |  |  | m
ML_FSD096 | Class SP2 Stoneware pipes | 600mm dia Class SP2 Stoneware pipe |  |  | m
ML_FSD097 | Class SP2 Stoneware pipes | 700mm dia Class SP2 Stoneware pipe |  |  | m
ML_FSD098 | Class SP2 Stoneware pipes | 800mm dia Class SP2 Stoneware pipe |  |  | m
ML_FSD099 | Class SP3 Stoneware pipes | 100mm dia Class SP3 Stoneware pipe |  |  | m
ML_FSD100 | Class SP3 Stoneware pipes | 150mm dia Class SP3 Stoneware pipe |  |  | m
ML_FSD101 | Class SP3 Stoneware pipes | 200mm dia Class SP3 Stoneware pipe |  |  | m
ML_FSD102 | Class SP3 Stoneware pipes | 230mm dia Class SP3 Stoneware pipe |  |  | m
ML_FSD103 | Class SP3 Stoneware pipes | 250mm dia Class SP3 Stoneware pipe |  |  | m
ML_FSD104 | Class SP3 Stoneware pipes | 300mm dia Class SP3 Stoneware pipe |  |  | m
ML_FSD105 | Class SP3 Stoneware pipes | 350mm dia Class SP3 Stoneware pipe |  |  | m
ML_FSD106 | Class SP3 Stoneware pipes | 400mm dia Class SP3 Stoneware pipe |  |  | m
ML_FSD107 | Class SP3 Stoneware pipes | 450mm dia Class SP3 Stoneware pipe |  |  | m
ML_FSD108 | Class SP3 Stoneware pipes | 500mm dia Class SP3 Stoneware pipe |  |  | m
ML_FSD109 | Class SP3 Stoneware pipes | 600mm dia Class SP3 Stoneware pipe |  |  | m
ML_FSD110 | Class SP3 Stoneware pipes | 700mm dia Class SP3 Stoneware pipe |  |  | m
ML_FSD111 | Class SP3 Stoneware pipes | 800mm dia Class SP3 Stoneware pipe |  |  | m
ML_FSD112 | UnderGround uPVC Pipe SN2 | 160mm dia underground upvc SN2 pipe |  |  | m
ML_FSD113 | UnderGround uPVC Pipe SN2 | 200mm dia underground upvc SN2 pipe |  |  | m
ML_FSD114 | UnderGround uPVC Pipe SN2 | 250mm dia underground upvc SN2 pipe |  |  | m
ML_FSD115 | UnderGround uPVC Pipe SN2 | 315mm dia underground upvc SN2 pipe |  |  | m
ML_FSD116 | UnderGround uPVC Pipe SN4 | 110mm dia underground upvc pipe SN4 |  |  | m
ML_FSD117 | UnderGround uPVC Pipe SN4 | 160mm dia underground upvc pipe SN4 |  |  | m
ML_FSD118 | UnderGround uPVC Pipe SN4 | 200mm dia underground upvc pipe SN4 |  |  | m
ML_FSD119 | UnderGround uPVC Pipe SN4 | 250mm dia underground upvc pipe SN4 |  |  | m
ML_FSD120 | UnderGround uPVC Pipe SN4 | 315mm dia underground upvc pipe SN4 |  |  | m
ML_FSD121 | UnderGround uPVC Pipe SN8 | 110mm dia underground upvc pipe SN8 |  |  | m
ML_FSD122 | UnderGround uPVC Pipe SN8 | 160mm dia underground upvc pipe SN8 |  |  | m
ML_FSD123 | UnderGround uPVC Pipe SN8 | 200mm dia underground upvc pipe SN8 |  |  | m
ML_FSD124 | UnderGround uPVC Pipe SN8 | 250mm dia underground upvc pipe SN8 |  |  | m
ML_FSD125 | UnderGround uPVC Pipe SN8 | 315mm dia underground upvc pipe SN8 |  |  | m
ML_HUCAV0001 | Compressed Air valve | Check Valve (Flare to flare) 6.25mm |  |  | nos
ML_HUCAV0002 | Compressed Air valve | Check Valve (Flare to flare) 9mm |  |  | nos
ML_HUCAV0003 | Compressed Air valve | Check Valve (Flare to flare) 12.5mm |  |  | nos
ML_HUCAV0004 | Compressed Air valve | Check Valve (Flare to flare) 15mm |  |  | nos
ML_HUCAV0005 | Compressed Air valve | Check Valve (Flare to flare) 21mm |  |  | nos
ML_HUCAV0006 | Compressed Air valve | Check Valve (Solder to Solder)-6.25mm |  |  | nos
ML_HUCAV0007 | Compressed Air valve | Check Valve (Solder to Solder)-9mm |  |  | nos
ML_HUCAV0008 | Compressed Air valve | Check Valve (Solder to Solder)-12.5mm |  |  | nos
ML_HUCAV0009 | Compressed Air valve | Check Valve (Solder to Solder)-15mm |  |  | nos
ML_HUCAV0010 | Compressed Air valve | Check Valve (Solder to Solder)-21mm |  |  | nos
ML_HUCAV0011 | Compressed Air valve | Check Valve (Four Bolt)-27mm |  |  | nos
ML_HUCAV0012 | Compressed Air valve | Check Valve (Four Bolt)-33mm |  |  | nos
ML_HUCAV0013 | Compressed Air valve | Check Valve (Four Bolt)-39mm |  |  | nos
ML_HUCAV0014 | Compressed Air valve | Check Valve (Four Bolt)-51mm |  |  | nos
ML_HUCAV0015 | Compressed Air valve | Check Valve (Four Bolt)-63mm |  |  | nos
ML_HUCAV0016 | Compressed Air valve | Check Valve (Four Bolt)-75mm |  |  | nos
ML_HUCAV0017 | Compressed Air valve | Check Valve (Screw Bonnet)-6.25mm |  |  | nos
ML_HUCAV0018 | Compressed Air valve | Check Valve (Screw Bonnet)-9mm |  |  | nos
ML_HUCAV0019 | Compressed Air valve | Check Valve (Screw Bonnet)-12.5mm |  |  | nos
ML_HUCAV0020 | Compressed Air valve | Check Valve (Screw Bonnet)-15mm |  |  | nos
ML_HUCAV0021 | Compressed Air valve | Check Valve (Screw Bonnet)-21mm |  |  | nos
ML_HUCAV0022 | Compressed Air valve | Check Valve (Megnetic Type)-6.25mm |  |  | nos
ML_HUCAV0023 | Compressed Air valve | Check Valve (Megnetic Type)-9mm |  |  | nos
ML_HUCAV0024 | Compressed Air valve | Check Valve (Megnetic Type)-12.5mm |  |  | nos
ML_HUCAV0025 | Compressed Air valve | Check Valve (Megnetic Type)-15mm |  |  | nos
ML_HUCAV0026 | Compressed Air valve | Check Valve (Megnetic Type)-21mm |  |  | nos
ML_HUCAV0027 | Compressed Air valve | Check Valve (Megnetic Type)-27mm |  |  | nos
ML_HUCAV0028 | Compressed Air valve | Check Valve (Megnetic Type)-33mm |  |  | nos
ML_HUCAV0029 | Compressed Air valve | Check Valve (Megnetic Type)-39mm |  |  | nos
ML_HUCAV0030 | Compressed Air valve | Check Valve (Megnetic Type)-51mm |  |  | nos
ML_HUCAV0031 | Compressed Air valve | Check Valve (Megnetic Type)-63mm |  |  | nos
ML_HUCAV0032 | Compressed Air valve | Check Valve (Megnetic Type)-75mm |  |  | nos
ML_HUCAV0033 | Compressed Air valve | Compressor valve - Brass Double Port 45 degree 9mm |  |  | nos
ML_HUCAV0034 | Compressed Air valve | Compressor valve - Brass Double Port 45 degree 12mm |  |  | nos
ML_HUCAV0035 | Compressed Air valve | Compressor valve - Brass Double Port 45 degree 15mm |  |  | nos
ML_HUCAV0036 | Compressed Air valve | Compressor valve - Brass Straight Port 45 Degree Flare 18mm |  |  | nos
ML_HUCAV0037 | Compressed Air valve | Compressor valve - Brass Double Port Solder 9mm |  |  | nos
ML_HUCAV0038 | Compressed Air valve | Compressor valve - Brass Double Port Solder 12mm |  |  | nos
ML_HUCAV0039 | Compressed Air valve | Compressor valve - Brass Double Port Solder 15mm |  |  | nos
ML_HUCAV0040 | Compressed Air valve | Compressor valve - Brass Straight Port Solder 18mm |  |  | nos
ML_HUCAV0041 | Compressed Air valve | Compressor valve - Brass Straight Port Solder 21mm |  |  | nos
ML_HUCAV0042 | Compressed Air valve | Compressor valve - Brass Straight Port Solder 27mm |  |  | nos
ML_HUCAV0043 | Compressed Air valve | Compressor valve - Brass Flange Union Solder 18mm |  |  | nos
ML_HUCAV0044 | Compressed Air valve | Compressor valve - Brass Flange Union Solder 21mm |  |  | nos
ML_HUCAV0045 | Compressed Air valve | Compressor valve - Brass Flange Union Solder 27mm |  |  | nos
ML_HUCAV0046 | Compressed Air valve | Compressor valve - Brass Flange Union Solder 33mm |  |  | nos
ML_HUCAV0047 | Compressed Air valve | Compressor Valve-Four-Bolt Mounting, Access Port 39mm |  |  | nos
ML_HUCAV0048 | Compressed Air valve | Compressor Valve-Four-Bolt Mounting, Access Port 51mm |  |  | nos
ML_HUCAV0049 | Compressed Air valve | Diaphragm Packless valve-Straight, Flare to Flare 6.25mm |  |  | nos
ML_HUCAV0050 | Compressed Air valve | Diaphragm Packless valve-Straight, Flare to Flare 9mm |  |  | nos
ML_HUCAV0051 | Compressed Air valve | Diaphragm Packless valve-Straight, Flare to Flare 12.5mm |  |  | nos
ML_HUCAV0052 | Compressed Air valve | Diaphragm Packless valve-Straight, Flare to Flare 15mm |  |  | nos
ML_HUCAV0053 | Compressed Air valve | Diaphragm Packless valve- Straight, Solder to Solder Extended Ends 6mm |  |  | nos
ML_HUCAV0054 | Compressed Air valve | Diaphragm Packless valve- Straight, Solder to Solder Extended Ends 9mm |  |  | nos
ML_HUCAV0055 | Compressed Air valve | Diaphragm Packless valve- Straight, Solder to Solder Extended Ends 12.5mm |  |  | nos
ML_HUCAV0056 | Compressed Air valve | Diaphragm Packless valve- Straight, Solder to Solder Extended Ends 15mm |  |  | nos
ML_HUCAV0057 | Compressed Air valve | Diaphragm Packless valve- Straight, Solder to Solder 6mm |  |  | nos
ML_HUCAV0058 | Compressed Air valve | Diaphragm Packless valve- Straight, Solder to Solder 9mm |  |  | nos
ML_HUCAV0059 | Compressed Air valve | Diaphragm Packless valve- Straight, Solder to Solder 12.5mm |  |  | nos
ML_HUCAV0060 | Compressed Air valve | Diaphragm Packless valve- Straight, Solder to Solder 15mm |  |  | nos
ML_HUCAV0061 | Compressed Air valve | Diaphragm Packless valve- Angle, Solder to Solder 6mm |  |  | nos
ML_HUCAV0062 | Compressed Air valve | Diaphragm Packless valve- Angle, Solder to Solder 9mm |  |  | nos
ML_HUCAV0063 | Compressed Air valve | Diaphragm Packless valve- Angle, Solder to Solder 12.5mm |  |  | nos
ML_HUCAV0064 | Compressed Air valve | Diaphragm Packless valve- Angle, Solder to Solder 15mm |  |  | nos
ML_HUCAV0065 | Compressed Air valve | Angle Isolating Valve-Flange Union Solder-15mmx 15mm |  |  | nos
ML_HUCAV0066 | Compressed Air valve | Angle Isolating Valve-Flange Union Solder-20mmx 20mm |  |  | nos
ML_HUCAV0067 | Compressed Air valve | Angle Isolating Valve-Flange Union Solder-27mmx 27mm |  |  | nos
ML_HUCAV0068 | Compressed Air valve | Angle Isolating Valve-Flange Union Solder-33mmx 33mm |  |  | nos
ML_HUCAV0069 | Compressed Air valve | Angle Isolating Valve-Flange Union Solder-40mmx 40mm |  |  | nos
ML_HUCAV0070 | Compressed Air valve | Angle Isolating Valve-Solder to Rotolock-15mmx 25mm |  |  | nos
ML_HUCAV0071 | Compressed Air valve | Angle Isolating Valve-Solder to Rotolock-20mmx 30mm |  |  | nos
ML_HUCAV0072 | Compressed Air valve | Angle Isolating Valve-Solder to Rotolock-27mmx 24mm |  |  | nos
ML_HUCAV0073 | Compressed Air valve | Angle Isolating Valve-Solder to Rotolock-33mmx 42mm |  |  | nos
ML_HUCAV0074 | Compressed Air valve | Angle Isolating Valve-Solder to Rotolock-39mmx 54mm |  |  | nos
ML_HUCAV0075 | Compressed Air valve | Manual G.I Butterfly Valve 40mm |  |  | nos
ML_HUCAV0076 | Compressed Air valve | Manual G.I Butterfly Valve 50mm |  |  | nos
ML_HUCAV0077 | Compressed Air valve | Manual G.I Butterfly Valve 65mm |  |  | nos
ML_HUCAV0078 | Compressed Air valve | Manual G.I Butterfly Valve 80mm |  |  | nos
ML_HUCAV0079 | Compressed Air valve | Manual G.I Butterfly Valve 100mm |  |  | nos
ML_HUCAV0080 | Compressed Air valve | Manual G.I Butterfly Valve 125mm |  |  | nos
ML_HUCAV0081 | Compressed Air valve | Manual G.I Butterfly Valve 150mm |  |  | nos
ML_HUCAV0082 | Compressed Air valve | Motorized G.I Butterfly Valve 40mm |  |  | nos
ML_HUCAV0083 | Compressed Air valve | Motorized G.I Butterfly Valve 50mm |  |  | nos
ML_HUCAV0084 | Compressed Air valve | Motorized G.I Butterfly Valve 65mm |  |  | nos
ML_HUCAV0085 | Compressed Air valve | Motorized G.I Butterfly Valve 80mm |  |  | nos
ML_HUCAV0086 | Compressed Air valve | Motorized G.I Butterfly Valve 100mm |  |  | nos
ML_HUCAV0087 | Compressed Air valve | Motorized G.I Butterfly Valve 125mm |  |  | nos
ML_HUCAV0088 | Compressed Air valve | Motorized G.I Butterfly Valve 150mm |  |  | nos
ML_HUCAV0089 | Compressed Air valve | Motorized C.I Butterfly Valve 200mm |  |  | nos
ML_HUCAV0090 | Compressed Air valve | Motorized C.I Butterfly Valve 250mm |  |  | nos
ML_HUCAV0091 | Compressed Air valve | Motorized C.I Butterfly Valve 300mm |  |  | nos
ML_HUCAV0092 | Compressed Air valve | Lever operated Ball Valve with body test pressure-500 Psi g. Hyd-gun metal 8mm |  |  | nos
ML_HUCAV0093 | Compressed Air valve | Lever operated Ball Valve with body test pressure-500 Psi g. Hyd-gun metal 15mm |  |  | nos
ML_HUCAV0094 | Compressed Air valve | Lever operated Ball Valve with body test pressure-500 Psi g. Hyd-gun metal 20mm |  |  | nos
ML_HUCAV0095 | Compressed Air valve | Lever operated Ball Valve with body test pressure-500 Psi g. Hyd-gun metal 25mm |  |  | nos
ML_HUCAV0096 | Compressed Air valve | Lever operated Ball Valve with body test pressure-500 Psi g. Hyd-gun metal 32mm |  |  | nos
ML_HUCAV0097 | Compressed Air valve | Lever operated Ball Valve with body test pressure-500 Psi g. Hyd-gun metal 40mm |  |  | nos
ML_HUCAV0098 | Compressed Air valve | Lever operated Ball Valve with body test pressure-500 Psi g. Hyd-gun metal 50mm |  |  | nos
ML_HUCAV0099 | Compressed Air valve | Lever operated Ball Valve with body test pressure-500 Psi g. Hyd-gun metal 65mm |  |  | nos
ML_HUCAV0100 | Compressed Air valve | Lever operated Ball Valve with body test pressure-500 Psi g. Hyd-gun metal 80mm |  |  | nos
ML_HUCAV0101 | Compressed Air valve | Lever operated Ball Valve with body test pressure-500 Psi g. Hyd-gun metal 100mm |  |  | nos
ML_HUCAV0102 | Compressed Air valve | Lever operated Ball Valve with body test pressure-300 Psi g. Hyd-Cast Iron 15mm |  |  | nos
ML_HUCAV0103 | Compressed Air valve | Lever operated Ball Valve with body test pressure-300 Psi g. Hyd-Cast Iron 20mm |  |  | nos
ML_HUCAV0104 | Compressed Air valve | Lever operated Ball Valve with body test pressure-300 Psi g. Hyd-Cast Iron 25mm |  |  | nos
ML_HUCAV0105 | Compressed Air valve | Lever operated Ball Valve with body test pressure-300 Psi g. Hyd-Cast Iron 32mm |  |  | nos
ML_HUCAV0106 | Compressed Air valve | Lever operated Ball Valve with body test pressure-300 Psi g. Hyd-Cast Iron 40mm |  |  | nos
ML_HUCAV0107 | Compressed Air valve | Lever operated Ball Valve with body test pressure-300 Psi g. Hyd-Cast Iron 50mm |  |  | nos
ML_HUCAV0108 | Compressed Air valve | Lever operated Ball Valve with body test pressure-300 Psi g. Hyd-Cast Iron 65mm |  |  | nos
ML_HUCAV0109 | Compressed Air valve | Lever operated Ball Valve with body test pressure-300 Psi g. Hyd-Cast Iron 80mm |  |  | nos
ML_HUCAV0110 | Compressed Air valve | Lever operated Ball Valve with body test pressure-300 Psi g. Hyd-Cast Iron 100mm |  |  | nos
ML_HUCAV0111 | Compressed Air valve | Lever operated Ball Valve with body test pressure-435 Psi g. Hyd-S.S 25mm |  |  | nos
ML_HUCAV0112 | Compressed Air valve | Lever operated Ball Valve with body test pressure-435 Psi g. Hyd-S.S 40mm |  |  | nos
ML_HUCAV0113 | Compressed Air valve | Lever operated Ball Valve with body test pressure-435 Psi g. Hyd-S.S 50mm |  |  | nos
ML_HUCAV0114 | Compressed Air valve | Lever operated Ball Valve with body test pressure-435 Psi g. Hyd-S.S 65mm |  |  | nos
ML_HUCAV0115 | Compressed Air valve | Lever operated Ball Valve with body test pressure-435 Psi g. Hyd-S.S 80mm |  |  | nos
ML_HUCAV0116 | Compressed Air valve | Lever operated Ball Valve with body test pressure-435 Psi g. Hyd-S.S 100mm |  |  | nos
ML_HUCAV0117 | Compressed Air valve | Lever operated Ball Valve with PN-25 & body test pressure-40kg/cm2g Hyd.-forged brass 8mm |  |  | nos
ML_HUCAV0118 | Compressed Air valve | Lever operated Ball Valve with PN-25 & body test pressure-40kg/cm2g Hyd.-forged brass 15mm |  |  | nos
ML_HUCAV0119 | Compressed Air valve | Lever operated Ball Valve with PN-25 & body test pressure-40kg/cm2g Hyd.-forged brass 20mm |  |  | nos
ML_HUCAV0120 | Compressed Air valve | Lever operated Ball Valve with PN-25 & body test pressure-40kg/cm2g Hyd.-forged brass 25mm |  |  | nos
ML_HUCAV0121 | Compressed Air valve | Lever operated Ball Valve with PN-25 & body test pressure-40kg/cm2g Hyd.-forged brass 32mm |  |  | nos
ML_HUCAV0122 | Compressed Air valve | Lever operated Ball Valve with PN-25 & body test pressure-40kg/cm2g Hyd.-forged brass 40mm |  |  | nos
ML_HUCAV0123 | Compressed Air valve | Lever operated Ball Valve with PN-25 & body test pressure-40kg/cm2g Hyd.-forged brass 50mm |  |  | nos
ML_HUCAV0124 | Compressed Air valve | Lever operated Ball Valve with PN-25 & body test pressure-40kg/cm2g Hyd.-forged brass 65mm |  |  | nos
ML_HUCAV0125 | Compressed Air valve | Lever operated Ball Valve with PN-25 & body test pressure-40kg/cm2g Hyd.-forged brass 80mm |  |  | nos
ML_HUCAV0126 | Compressed Air valve | T-Handle operated Ball Valve with PN-25 & body test pressure-40kg/cm2g Hyd.-forged brass 15mm |  |  | nos
ML_HUCAV0127 | Compressed Air valve | T-Handle operated Ball Valve with PN-25 & body test pressure-40kg/cm2g Hyd.-forged brass 20mm |  |  | nos
ML_HUCAV0128 | Compressed Air valve | T-Handle operated Ball Valve with PN-25 & body test pressure-40kg/cm2g Hyd.-forged brass 25mm |  |  | nos
ML_HUCAV0129 | Compressed Air valve | Hand wheel operated, Sluice Valve,PN 1.0(Flanged), Solid wedge disc.-Cast iron 50mm |  |  | nos
ML_HUCAV0130 | Compressed Air valve | Hand wheel operated, Sluice Valve,PN 1.0(Flanged), Solid wedge disc.-Cast iron 65mm |  |  | nos
ML_HUCAV0131 | Compressed Air valve | Hand wheel operated, Sluice Valve,PN 1.0(Flanged), Solid wedge disc.-Cast iron 80mm |  |  | nos
ML_HUCAV0132 | Compressed Air valve | Hand wheel operated , Sluice Valve,PN 1.0(Flanged), Solid wedge disc.-Cast iron 100mm |  |  | nos
ML_HUCAV0133 | Compressed Air valve | Hand wheel operated, Sluice Valve,PN 1.0(Flanged), Solid wedge disc.-Cast iron 125mm |  |  | nos
ML_HUCAV0134 | Compressed Air valve | Hand wheel operated, Sluice Valve,PN 1.0(Flanged), Solid wedge disc.-Cast iron 150mm |  |  | nos
ML_HUCAV0135 | Compressed Air valve | Hand wheel operated, Sluice Valve,PN 1.6(Flanged), Solid wedge disc.-Cast iron 50mm |  |  | nos
ML_HUCAV0136 | Compressed Air valve | Hand wheel operated, Sluice Valve,PN 1.6(Flanged), Solid wedge disc.-Cast iron 65mm |  |  | nos
ML_HUCAV0137 | Compressed Air valve | Hand wheel operated, Sluice Valve,PN 1.6(Flanged), Solid wedge disc.-Cast iron 80mm |  |  | nos
ML_HUCAV0138 | Compressed Air valve | Hand wheel operated , Sluice Valve,PN 1.6(Flanged), Solid wedge disc.-Cast iron 100mm |  |  | nos
ML_HUCAV0139 | Compressed Air valve | Hand wheel operated, Sluice Valve,PN 1.6(Flanged), Solid wedge disc.-Cast iron 125mm |  |  | nos
ML_HUCAV0140 | Compressed Air valve | Hand wheel operated, Sluice Valve,PN 1.6(Flanged), Solid wedge disc.-Cast iron 150mm |  |  | nos
ML_HUCAV0141 | Compressed Air valve | Hand wheel operated, Sluice Valve,PN 1.0(Flanged) with Rising stem, Solid wedge disc.-Cast iron 50mm |  |  | nos
ML_HUCAV0142 | Compressed Air valve | Hand wheel operated, Sluice Valve,PN 1.0(Flanged) with Rising stem, Solid wedge disc.-Cast iron 65mm |  |  | nos
ML_HUCAV0143 | Compressed Air valve | Hand wheel operated, Sluice Valve,PN 1.0(Flanged) with Rising stem, Solid wedge disc.-Cast iron 80mm |  |  | nos
ML_HUCAV0144 | Compressed Air valve | Hand wheel operated , Sluice Valve,PN 1.0(Flanged) with Rising stem, Solid wedge disc.-Cast iron 100mm |  |  | nos
ML_HUCAV0145 | Compressed Air valve | Hand wheel operated, Sluice Valve,PN 1.0(Flanged) with Rising stem, Solid wedge disc.-Cast iron 125mm |  |  | nos
ML_HUCAV0146 | Compressed Air valve | Hand wheel operated, Sluice Valve,PN 1.0(Flanged) with Rising stem, Solid wedge disc.-Cast iron 150mm |  |  | nos
ML_HUCAV0147 | Compressed Air valve | Hand wheel operated, Gate Valve,Class-1(Screwed), Solid wedge disc-Gun metal 8mm |  |  | nos
ML_HUCAV0148 | Compressed Air valve | Hand wheel operated, Gate Valve,Class-1(Screwed), Solid wedge disc-Gun metal 10mm |  |  | nos
ML_HUCAV0149 | Compressed Air valve | Hand wheel operated, Gate Valve,Class-1(Screwed), Solid wedge disc-Gun metal 15mm |  |  | nos
ML_HUCAV0150 | Compressed Air valve | Hand wheel operated, Gate Valve,Class-1(Screwed), Solid wedge disc-Gun metal 20mm |  |  | nos
ML_HUCAV0151 | Compressed Air valve | Hand wheel operated, Gate Valve,Class-1(Screwed), Solid wedge disc-Gun metal 25mm |  |  | nos
ML_HUCAV0152 | Compressed Air valve | Hand wheel operated, Gate Valve,Class-1(Screwed), Solid wedge disc-Gun metal 32mm |  |  | nos
ML_HUCAV0153 | Compressed Air valve | Hand wheel operated, Gate Valve,Class-1(Screwed), Solid wedge disc-Gun metal 40mm |  |  | nos
ML_HUCAV0154 | Compressed Air valve | Hand wheel operated, Gate Valve,Class-1(Screwed), Solid wedge disc-Gun metal 50mm |  |  | nos
ML_HUCAV0155 | Compressed Air valve | Hand wheel operated, Gate Valve,Class-1(Screwed), Solid wedge disc-Gun metal 65mm |  |  | nos
ML_HUCAV0156 | Compressed Air valve | Hand wheel operated, Gate Valve,Class-1(Screwed), Solid wedge disc-Gun metal 80mm |  |  | nos
ML_HUCAV0157 | Compressed Air valve | Hand wheel operated, Gate Valve,Class-1(Screwed), Solid wedge disc-Gun metal 100mm |  |  | nos
ML_HUCAV0158 | Compressed Air valve | Hand wheel operated, Gate Valve rising stem,Class-1(Screwed), Solid wedge disc-Gun metal 8mm |  |  | nos
ML_HUCAV0159 | Compressed Air valve | Hand wheel operated, Gate Valve rising stem,Class-1(Screwed), Solid wedge disc-Gun metal 10mm |  |  | nos
ML_HUCAV0160 | Compressed Air valve | Hand wheel operated, Gate Valve rising stem,Class-1(Screwed), Solid wedge disc-Gun metal 15mm |  |  | nos
ML_HUCAV0161 | Compressed Air valve | Hand wheel operated, Gate Valve rising stem,Class-1(Screwed), Solid wedge disc-Gun metal 20mm |  |  | nos
ML_HUCAV0162 | Compressed Air valve | Hand wheel operated, Gate Valve rising stem,Class-1(Screwed), Solid wedge disc-Gun metal 25mm |  |  | nos
ML_HUCAV0163 | Compressed Air valve | Hand wheel operated, Gate Valve rising stem,Class-1(Screwed), Solid wedge disc-Gun metal 32mm |  |  | nos
ML_HUCAV0164 | Compressed Air valve | Hand wheel operated, Gate Valve rising stem,Class-1(Screwed), Solid wedge disc-Gun metal 40mm |  |  | nos
ML_HUCAV0165 | Compressed Air valve | Hand wheel operated, Gate Valve rising stem,Class-1(Screwed), Solid wedge disc-Gun metal 50mm |  |  | nos
ML_HUCAV0166 | Compressed Air valve | Hand wheel operated, Gate Valve rising stem,Class-1(Screwed), Solid wedge disc-Gun metal 65mm |  |  | nos
ML_HUCAV0167 | Compressed Air valve | Hand wheel operated, Gate Valve rising stem,Class-1(Screwed), Solid wedge disc-Gun metal 80mm |  |  | nos
ML_HUCAV0168 | Compressed Air valve | Hand wheel operated, Gate Valve rising stem,Class-1(Screwed), Solid wedge disc-Gun metal 100mm |  |  | nos
ML_HUCAV0169 | Compressed Air valve | Hand wheel operated, Gate Valve,Class-2(Screwed), Solid wedge disc-Gun metal 15mm |  |  | nos
ML_HUCAV0170 | Compressed Air valve | Hand wheel operated, Gate Valve,Class-2(Screwed), Solid wedge disc-Gun metal 20mm |  |  | nos
ML_HUCAV0171 | Compressed Air valve | Hand wheel operated, Gate Valve,Class-2(Screwed), Solid wedge disc-Gun metal 25mm |  |  | nos
ML_HUCAV0172 | Compressed Air valve | Hand wheel operated, Gate Valve,Class-2(Screwed), Solid wedge disc-Gun metal 32mm |  |  | nos
ML_HUCAV0173 | Compressed Air valve | Hand wheel operated, Gate Valve,Class-2(Screwed), Solid wedge disc-Gun metal 40mm |  |  | nos
ML_HUCAV0174 | Compressed Air valve | Hand wheel operated, Gate Valve,Class-2(Screwed), Solid wedge disc-Gun metal 50mm |  |  | nos
ML_HUCAV0175 | Compressed Air valve | Hand wheel operated, Gate Valve,Class-2(Screwed), Solid wedge disc-Gun metal 65mm |  |  | nos
ML_HUCAV0176 | Compressed Air valve | Hand wheel operated, Gate Valve,Class-2(Screwed), Solid wedge disc-Gun metal 80mm |  |  | nos
ML_HUCAV0177 | Compressed Air valve | Hand wheel operated, Gate Valve,Class-2(Screwed), Solid wedge disc-Gun metal 100mm |  |  | nos
ML_HUCAV0178 | Compressed Air valve | Hand wheel operated, Gate Valve rising stem Rising stem with stem,Class-2(Screwed), Solid wedge disc-Gun metal 15mm |  |  | nos
ML_HUCAV0179 | Compressed Air valve | Hand wheel operated, Gate Valve rising stem Rising stem with stem,Class-2(Screwed), Solid wedge disc-Gun metal 20mm |  |  | nos
ML_HUCAV0180 | Compressed Air valve | Hand wheel operated, Gate Valve rising stem Rising stem with stem,Class-2(Screwed), Solid wedge disc-Gun metal 25mm |  |  | nos
ML_HUCAV0181 | Compressed Air valve | Hand wheel operated, Gate Valve rising stem Rising stem with stem,Class-2(Screwed), Solid wedge disc-Gun metal 32mm |  |  | nos
ML_HUCAV0182 | Compressed Air valve | Hand wheel operated, Gate Valve rising stem Rising stem with stem,Class-2(Screwed), Solid wedge disc-Gun metal 40mm |  |  | nos
ML_HUCAV0183 | Compressed Air valve | Hand wheel operated, Gate Valve rising stem Rising stem with stem,Class-2(Screwed), Solid wedge disc-Gun metal 50mm |  |  | nos
ML_HUCAV0184 | Compressed Air valve | Hand wheel operated, Gate Valve rising stem Rising stem with stem,Class-2(Screwed), Solid wedge disc-Gun metal 65mm |  |  | nos
ML_HUCAV0185 | Compressed Air valve | Hand wheel operated, Gate Valve rising stem Rising stem with stem,Class-2(Screwed), Solid wedge disc-Gun metal 80mm |  |  | nos
ML_HUCAV0186 | Compressed Air valve | Hand wheel operated, Gate Valve rising stem Rising stem with stem,Class-2(Screwed), Solid wedge disc-Gun metal 100mm |  |  | nos
ML_HUCAV0187 | Compressed Air valve | Hand wheel operated, Gate Valve,Class-3(Screwed), Solid wedge disc-Gun metal 15mm |  |  | nos
ML_HUCAV0188 | Compressed Air valve | Hand wheel operated, Gate Valve,Class-3(Screwed), Solid wedge disc-Gun metal 20mm |  |  | nos
ML_HUCAV0189 | Compressed Air valve | Hand wheel operated, Gate Valve,Class-3(Screwed), Solid wedge disc-Gun metal 25mm |  |  | nos
ML_HUCAV0190 | Compressed Air valve | Hand wheel operated, Gate Valve,Class-3(Screwed), Solid wedge disc-Gun metal 32mm |  |  | nos
ML_HUCAV0191 | Compressed Air valve | Hand wheel operated, Gate Valve,Class-3(Screwed), Solid wedge disc-Gun metal 40mm |  |  | nos
ML_HUCAV0192 | Compressed Air valve | Hand wheel operated, Gate Valve,Class-3(Screwed), Solid wedge disc-Gun metal 50mm |  |  | nos
ML_HUCAV0193 | Compressed Air valve | Hand wheel operated, Gate Valve with inside screw rising stem,Clip pattern(Screwed), Solid wedge disc-Cast Iron 15mm |  |  | nos
ML_HUCAV0194 | Compressed Air valve | Hand wheel operated, Gate Valve with inside screw rising stem,clip pattern(Screwed), Solid wedge disc-Cast Iron 20mm |  |  | nos
ML_HUCAV0195 | Compressed Air valve | Hand wheel operated, Gate Valve with inside screw rising stem,clip pattern(Screwed), Solid wedge disc-Cast Iron 25mm |  |  | nos
ML_HUCAV0196 | Compressed Air valve | Hand wheel operated, Gate Valve with inside screw rising stem,clip pattern(Screwed), Solid wedge disc-Cast Iron 32mm |  |  | nos
ML_HUCAV0197 | Compressed Air valve | Hand wheel operated, Gate Valve with inside screw rising stem,clip pattern(Screwed), Solid wedge disc-Cast Iron 40mm |  |  | nos
ML_HUCAV0198 | Compressed Air valve | Hand wheel operated, Gate Valve with inside screw rising stem,clip pattern(Screwed), Solid wedge disc-Cast Iron 50mm |  |  | nos
ML_HUCAV0199 | Compressed Air valve | Hand wheel operated, Gate Valve with inside screw rising stem,clip pattern(Screwed), Solid wedge disc-Cast Iron 65mm |  |  | nos
ML_HUCAV0200 | Compressed Air valve | Hand wheel operated, Gate Valve with inside screw rising stem,clip pattern(Screwed), Solid wedge disc-Cast Iron 80mm |  |  | nos
ML_HUCAV0201 | Compressed Air valve | Hand wheel operated, Gate Valve with bolted bonnet o/s yoke type rising stem-Class 150,Clip pattern(Screwed), Solid wedge disc-Cast Steel 25mm |  |  | nos
ML_HUCAV0202 | Compressed Air valve | Hand wheel operated, Gate Valve with bolted bonnet o/s yoke type rising stem-Class 150,clip pattern(Screwed), Solid wedge disc-Cast Steel 40mm |  |  | nos
ML_HUCAV0203 | Compressed Air valve | Hand wheel operated, Gate Valve with bolted bonnet o/s yoke type rising stem-Class 150,clip pattern(Screwed), Solid wedge disc-Cast Steel 50mm |  |  | nos
ML_HUCAV0204 | Compressed Air valve | Hand wheel operated, Gate Valve with bolted bonnet o/s yoke type rising stem-Class 150,clip pattern(Screwed), Solid wedge disc-Cast Steel 65mm |  |  | nos
ML_HUCAV0205 | Compressed Air valve | Hand wheel operated, Gate Valve with bolted bonnet o/s yoke type rising stem-Class 150,clip pattern(Screwed), Solid wedge disc-Cast Steel 80mm |  |  | nos
ML_HUCAV0206 | Compressed Air valve | Hand wheel operated, Gate Valve with bolted bonnet o/s yoke type rising stem-Class 150,clip pattern(Flanged), Solid wedge disc-Cast Steel 100mm |  |  | nos
ML_HUCAV0207 | Compressed Air valve | Hand wheel operated, Gate Valve with bolted bonnet o/s yoke type rising stem-Class 150,clip pattern(Flanged), Solid wedge disc-Cast Steel 125mm |  |  | nos
ML_HUCAV0208 | Compressed Air valve | Hand wheel operated, Gate Valve with bolted bonnet o/s yoke type rising stem-Class 150,clip pattern(Flanged), Solid wedge disc-Cast Steel 150mm |  |  | nos
ML_HUCAV0209 | Compressed Air valve | Hand wheel operated, Gate Valve with bolted bonnet o/s yoke type rising stem-Class-800,standard bore pattern(Screwed), Solid wedge disc-Forged Steel 10mm |  |  | nos
ML_HUCAV0210 | Compressed Air valve | Hand wheel operated, Gate Valve with bolted bonnet o/s yoke type rising stem-Class-800,standard bore pattern(Screwed), Solid wedge disc-Forged Steel 15mm |  |  | nos
ML_HUCAV0211 | Compressed Air valve | Hand wheel operated, Gate Valve with bolted bonnet o/s yoke type rising stem-Class-800,standard bore pattern(Screwed), Solid wedge disc-Forged Steel 20mm |  |  | nos
ML_HUCAV0212 | Compressed Air valve | Hand wheel operated, Gate Valve with bolted bonnet o/s yoke type rising stem-Class-800,standard bore pattern(Screwed), Solid wedge disc-Forged Steel 25mm |  |  | nos
ML_HUCAV0213 | Compressed Air valve | Hand wheel operated, Gate Valve with bolted bonnet o/s yoke type rising stem-Class-800,standard bore pattern(Screwed), Solid wedge disc-Forged Steel 32mm |  |  | nos
ML_HUCAV0214 | Compressed Air valve | Hand wheel operated, Gate Valve with bolted bonnet o/s yoke type rising stem-Class-800,standard bore pattern(Screwed), Solid wedge disc-Forged Steel 40mm |  |  | nos
ML_HUCAV0215 | Compressed Air valve | Hand wheel operated, Gate Valve with bolted bonnet o/s yoke type rising stem-Class-800,standard bore pattern(Screwed), Solid wedge disc-Forged Steel 50mm |  |  | nos
ML_FPS001 | Fountain Pump | Self priming pool recirculation pump for dry fountain 12000 LPH, at 14 m head |  |  | set
ML_FPS002 | Fountain Pump | Self priming pool recirculation pump for dry fountain 20000 LPH, at 14 m head |  |  | set
ML_FPS003 | Fountain Pump | Self priming pool recirculation pump for dry fountain 35000 LPH, at 14 m head |  |  | set
ML_FPS004 | Fountain Pump | Self priming pool recirculation pump for dry fountain 45000 LPH, at 14 m head |  |  | set
ML_FPS005 | Fountain Pump | Self priming pool recirculation pump for dry fountain 60000 LPH, at 14 m head |  |  | set
ML_FPS006 | Fountain Pump | Self priming pool recirculation pump for dry fountain 12000 LPH, at 18 m head |  |  | set
ML_FPS007 | Fountain Pump | Self priming pool recirculation pump for dry fountain 20000 LPH, at 18 m head |  |  | set
ML_FPS008 | Fountain Pump | Self priming pool recirculation pump for dry fountain 35000 LPH, at 18 m head |  |  | set
ML_FPS009 | Fountain Pump | Self priming pool recirculation pump for dry fountain 45000 LPH, at 18 m head |  |  | set
ML_FPS010 | Fountain Pump | Self priming pool recirculation pump for dry fountain 60000 LPH, at 18 m head |  |  | set
ML_FPS011 | Fountain Pump | Self priming pool recirculation pump for dry fountain 12000 LPH, at 22 m head |  |  | set
ML_FPS012 | Fountain Pump | Self priming pool recirculation pump for dry fountain 20000 LPH, at 22 m head |  |  | set
ML_FPS013 | Fountain Pump | Self priming pool recirculation pump for dry fountain 35000 LPH, at 22 m head |  |  | set
ML_FPS014 | Fountain Pump | Self priming pool recirculation pump for dry fountain 45000 LPH, at 22 m head |  |  | set
ML_FPS015 | Fountain Pump | Self priming pool recirculation pump for dry fountain 60000 LPH, at 22 m head |  |  | set
ML_SPDP001 | Sump Pump discharge pipe | Heavy Class 25mm dia GI pipe |  |  | m
ML_SPDP002 | Sump Pump discharge pipe | Heavy Class 32mm dia GI pipe |  |  | m
ML_SPDP003 | Sump Pump discharge pipe | Heavy Class 40mm dia GI pipe |  |  | m
ML_SPDP004 | Sump Pump discharge pipe | Heavy Class 50mm dia GI pipe |  |  | m
ML_SPDP005 | Sump Pump discharge pipe | Heavy Class 65mm dia GI pipe |  |  | m
ML_SPDP006 | Sump Pump discharge pipe | Heavy Class 80mm dia GI pipe |  |  | m
ML_SPDP007 | Sump Pump discharge pipe | Heavy Class 100mm dia GI pipe |  |  | m
ML_SPDP008 | Sump Pump discharge pipe | Heavy Class 150mm dia GI pipe |  |  | m
ML_FPIP10040 | Glasswool Insulation | Glass Wool Insulation-Thickness-25mm, Thermal Conductivity of sheet ≤ 0.033W/M◦K |  |  | sqm
ML_FPIP10041 | Glasswool Insulation | Glass Wool Insulation-Thickness-32mm, Thermal Conductivity of sheet ≤ 0.033W/M◦K |  |  | sqm
ML_FPIP10042 | Glasswool Insulation | Glass Wool Insulation-Thickness-40mm, Thermal Conductivity of sheet ≤ 0.033W/M◦K |  |  | sqm
ML_FPIP10043 | Glasswool Insulation | Glass Wool Insulation-Thickness-50mm, Thermal Conductivity of sheet ≤ 0.033W/M◦K |  |  | sqm
ML_FPIP10044 | Glasswool Insulation | Glass Wool Insulation-Thickness-60mm, Thermal Conductivity of sheet ≤ 0.033W/M◦K |  |  | sqm
ML_FPIP10045 | Glasswool Insulation | Glass Wool Insulation-Thickness-80mm, Thermal Conductivity of sheet ≤ 0.033W/M◦K |  |  | sqm
ML_FPIP10046 | Glasswool Insulation | Glass Wool Insulation-Thickness-100mm, Thermal Conductivity of sheet ≤ 0.033W/M◦K |  |  | sqm
ML_FPIP10047 | Expanded Polysterene Insulation | Expanded Polystyrene- Thickness-19mm, Thermal Conductivity of sheet ≤ 0.033W/M◦K |  |  | sqm
ML_FPIP10048 | Expanded Polysterene Insulation | Expanded Polystyrene- Thickness-25mm, Thermal Conductivity of sheet ≤ 0.033W/M◦K |  |  | sqm
ML_FPIP10049 | Expanded Polysterene Insulation | Expanded Polystyrene- Thickness-32mm, Thermal Conductivity of sheet ≤ 0.033W/M◦K |  |  | sqm
ML_FPIP10050 | Expanded Polysterene Insulation | Expanded Polystyrene- Thickness-40mm, Thermal Conductivity of sheet ≤ 0.033W/M◦K |  |  | sqm
ML_FPIP10051 | Expanded Polysterene Insulation | Expanded Polystyrene- Thickness-50mm, Thermal Conductivity of sheet ≤ 0.033W/M◦K |  |  | sqm
ML_FPIP10052 | Expanded Polysterene Insulation | Expanded Polystyrene- Thickness-60mm, Thermal Conductivity of sheet ≤ 0.033W/M◦K |  |  | sqm
ML_FPIP10053 | Expanded Polysterene Insulation | Expanded Polystyrene- Thickness-80mm, Thermal Conductivity of sheet ≤ 0.033W/M◦K |  |  | sqm
ML_FPIP10054 | Expanded Polysterene Insulation | Expanded Polystyrene- Thickness-100mm, Thermal Conductivity of sheet ≤ 0.033W/M◦K |  |  | sqm
ML_FPIP10055 | Wire Brush | Wire Brush |  |  | nos
ML_FPIP10056 | Adhesive | Adhesive-500ml |  |  | pkt
ML_FPIP10057 | Tape | Tape-6mm thick, Thermal Conductivity of sheet ≤ 0.033W/M◦K 50mm wide |  |  | roll
ML_DWCF001 | Domestic Water Carbon Filter (MSEP) | MSEP water carbon filter, 400mm dia vessel and 2000 LPH flow rate |  |  | nos
ML_DWCF002 | Domestic Water Carbon Filter (MSEP) | MSEP water carbon filter, 500mm dia vessel and 4000 LPH flow rate |  |  | nos
ML_DWCF003 | Domestic Water Carbon Filter (MSEP) | MSEP water carbon filter, 600mm dia vessel and 6000 LPH flow rate |  |  | nos
ML_DWCF004 | Domestic Water Carbon Filter (MSEP) | MSEP water carbon filter, 750mm dia vessel and 8000 LPH flow rate |  |  | nos
ML_DWCF005 | Domestic Water Carbon Filter (MSEP) | MSEP water carbon filter, 900mm dia vessel and 12000 LPH flow rate |  |  | nos
ML_DWCF006 | Domestic Water Carbon Filter (MSEP) | MSEP water carbon filter, 1200mm dia vessel and 17000 LPH flow rate |  |  | nos
ML_DWCF007 | Domestic Water Carbon Filter (MSEP) | MSEP water carbon filter, 1500mm dia vessel and 30000 LPH flow rate |  |  | nos
ML_DWCF008 | Domestic Water Carbon Filter (MSEP) | MSEP water carbon filter, 1800mm dia vessel and 40000 LPH flow rate |  |  | nos
ML_DWCF009 | Domestic Water Carbon Filter (MSEP) | MSEP water carbon filter, 2100mm dia vessel and 55000 LPH flow rate |  |  | nos
ML_DWCF010 | Domestic Water Carbon Filter (MSEP) | MSEP water carbon filter, 2200mm dia vessel and 70000 LPH flow rate |  |  | nos
ML_DWCF011 | Domestic Water Carbon Filter (MSEP) | MSEP water carbon filter, 2600mm dia vessel and 90000 LPH flow rate |  |  | nos
ML_DWCF012 | Domestic Water Carbon Filter (FRP) | FRP water carbon filter, 400mm dia vessel and 2000 LPH flow rate |  |  | nos
ML_DWCF013 | Domestic Water Carbon Filter (FRP) | FRP water carbon filter, 500mm dia vessel and 4000 LPH flow rate |  |  | nos
ML_DWCF014 | Domestic Water Carbon Filter (FRP) | FRP water carbon filter, 600mm dia vessel and 6000 LPH flow rate |  |  | nos
ML_DWCF015 | Domestic Water Carbon Filter (FRP) | FRP water carbon filter, 750mm dia vessel and 8000 LPH flow rate |  |  | nos
ML_DWCF016 | Domestic Water Carbon Filter (FRP) | FRP water carbon filter, 900mm dia vessel and 12000 LPH flow rate |  |  | nos
ML_DWCF017 | Domestic Water Carbon Filter (FRP) | FRP water carbon filter, 1200mm dia vessel and 17000 LPH flow rate |  |  | nos
ML_DWCF018 | Domestic Water Carbon Filter (FRP) | FRP water carbon filter, 1500mm dia vessel and 30000 LPH flow rate |  |  | nos
ML_DWCF019 | Domestic Water Carbon Filter (FRP) | FRP water carbon filter, 1800mm dia vessel and 40000 LPH flow rate |  |  | nos
ML_DWCF020 | Domestic Water Carbon Filter (FRP) | FRP water carbon filter, 2100mm dia vessel and 55000 LPH flow rate |  |  | nos
ML_DWCF021 | Domestic Water Carbon Filter (FRP) | FRP water carbon filter, 2200mm dia vessel and 70000 LPH flow rate |  |  | nos
ML_DWCF022 | Domestic Water Carbon Filter (FRP) | FRP water carbon filter, 2600mm dia vessel and 90000 LPH flow rate |  |  | nos
ML_SPWTE001 | Fountain Pump | Self priming pool with CI body, SS Impeller recirculation pump for Swimming pool with CI body, SS Impeller 200 LPM, at 14 m head |  |  | set
ML_SPWTE002 | Fountain Pump | Self priming pool with CI body, SS Impeller recirculation pump for Swimming pool with CI body, SS Impeller 333 LPM, at 14 m head |  |  | set
ML_SPWTE003 | Fountain Pump | Self priming pool with CI body, SS Impeller recirculation pump for Swimming pool with CI body, SS Impeller 583 LPM, at 14 m head |  |  | set
ML_SPWTE004 | Fountain Pump | Self priming pool with CI body, SS Impeller recirculation pump for Swimming pool with CI body, SS Impeller 750 LPM, at 14 m head |  |  | set
ML_SPWTE005 | Fountain Pump | Self priming pool with CI body, SS Impeller recirculation pump for Swimming pool with CI body, SS Impeller 1000 LPM, at 14 m head |  |  | set
ML_SPWTE006 | Fountain Pump | Self priming pool with CI body, SS Impeller recirculation pump for Swimming pool with CI body, SS Impeller 200 LPM, at 18 m head |  |  | set
ML_SPWTE007 | Fountain Pump | Self priming pool with CI body, SS Impeller recirculation pump for Swimming pool with CI body, SS Impeller 333 LPM, at 18 m head |  |  | set
ML_SPWTE008 | Fountain Pump | Self priming pool with CI body, SS Impeller recirculation pump for Swimming pool with CI body, SS Impeller 583 LPM, at 18 m head |  |  | set
ML_SPWTE009 | Fountain Pump | Self priming pool with CI body, SS Impeller recirculation pump for Swimming pool with CI body, SS Impeller 750 LPM, at 18 m head |  |  | set
ML_SPWTE010 | Fountain Pump | Self priming pool with CI body, SS Impeller recirculation pump for Swimming pool with CI body, SS Impeller 1000 LPM, at 18 m head |  |  | set
ML_SPWTE011 | Fountain Pump | Self priming pool with CI body, SS Impeller recirculation pump for Swimming pool with CI body, SS Impeller 200 LPM, at 22 m head |  |  | set
ML_SPWTE012 | Fountain Pump | Self priming pool with CI body, SS Impeller recirculation pump for Swimming pool with CI body, SS Impeller 333 LPM, at 22 m head |  |  | set
ML_SPWTE013 | Fountain Pump | Self priming pool with CI body, SS Impeller recirculation pump for Swimming pool with CI body, SS Impeller 583 LPM, at 22 m head |  |  | set
ML_SPWTE014 | Fountain Pump | Self priming pool with CI body, SS Impeller recirculation pump for Swimming pool with CI body, SS Impeller 750 LPM, at 22 m head |  |  | set
ML_SPWTE015 | Fountain Pump | Self priming pool with CI body, SS Impeller recirculation pump for Swimming pool with CI body, SS Impeller 1000 LPM, at 22 m head |  |  | set
ML_SPWTE023 | Dosing Pump | Chemical Dosing Pump for pH correction and chlorination, 0-6 LPH, 3 mtr Head |  |  | nos
ML_SPWTE024 | Dosing Pump | Chemical Dosing Pump for pH correction and chlorination, 0-10 LPH, 3 mtr Head |  |  | nos
ML_SPWTE025 | Dosing Pump | Chemical Dosing Pump for pH correction and chlorination, 0-15 LPH, 3 mtr Head |  |  | nos
ML_SPWTE026 | UV sterlizer | 63 mm pool UV Sterlizer EOF not less than 13000 hrs of operation 230V,50Hzs |  |  | nos
ML_SPWTE027 | UV sterlizer | 75 mm pool UV Sterlizer EOF not less than 13000 hrs of operation 230V,50Hzs |  |  | nos
ML_SPWTE028 | UV sterlizer | 90 mm pool UV Sterlizer EOF not less than 13000 hrs of operation 230V,50Hzs |  |  | nos
ML_SPWTE029 | Heat Pump | Outdoor Type Heat Pump with Scroll Compressor OutPut :108Kw, Input : 22Kw, Gas-407 C, at Power Supply 415V, 50HZs |  |  | nos
ML_SPWTE030 | Heat Pump | Outdoor Type Heat Pump with Scroll Compressor OutPut :130Kw, Input : 28Kw, Gas-407 C, at Power Supply 415V, 50HZs |  |  | nos
ML_SPWTE031 | Heat Pump | Outdoor Type Heat Pump with Scroll Compressor OutPut :150Kw, Input : 30Kw, Gas-407 C, at Power Supply 415V, 50HZs |  |  | nos
ML_SPWTE032 | Ozonator | Swimming pool Ozonator 45-50 Gram/Hrs, 90-92% purity, 300 LPH, Injection Pump 8 of 3 HP, 1 ventury of 40mm |  |  | nos
ML_SPWTE033 | Ozonator | Swimming pool Ozonator 50-60 Gram/Hrs, 90-92% purity, 300 LPH, Injection Pump 8 of 3 HP, 1 ventury of 40mm |  |  | nos
ML_SPWTE034 | Ozonator | Swimming pool Ozonator 60-70 Gram/Hrs, 90-92% purity, 300 LPH, Injection Pump 8 of 3 HP, 1 ventury of 40mm |  |  | nos
ML_RDWS001 | Domestic Water Softner | MSEP water softner with Resin type filter media, 8 inch dia vessel and 160-500 LPH flow rate, Regeneration of 5 kg |  |  | nos
ML_RDWS002 | Domestic Water Softner | MSEP water softner with Resin type filter media, 10 inch dia vessel and 500-1000 LPH flow rate, Regeneration of 10 kg |  |  | nos
ML_RDWS003 | Domestic Water Softner | MSEP water softner with Resin type filter media, 13 inch dia vessel and 1000-1500 LPH flow rate, Regeneration of 13 kg |  |  | nos
ML_RDWS004 | Domestic Water Softner | MSEP water softner with Resin type filter media, 14 inch dia vessel and 1500-2000 LPH flow rate, Regeneration of 15 kg |  |  | nos
ML_RDWS005 | Domestic Water Softner | MSEP water softner with Resin type filter media, 16 inch dia vessel and 2000-4000 LPH flow rate, Regeneration of 20 kg |  |  | nos
ML_RDWS006 | Domestic Water Softner | MSEP water softner with Resin type filter media, 21 inch dia vessel and 4000-6000 LPH flow rate, Regeneration of 30 kg |  |  | nos
ML_RDWS007 | Domestic Water Softner | MSEP water softner with Resin type filter media, 24 inch dia vessel and 6000-8000 LPH flow rate, Regeneration of 40 kg |  |  | nos
ML_RDWS008 | Domestic Water Softner | MSEP water softner with Resin type filter media, 30 inch dia vessel and 8000-12000 LPH flow rate, Regeneration of 75 kg |  |  | nos
ML_RDWS009 | Domestic Water Softner | MSEP water softner with Resin type filter media, 36 inch dia vessel and 12000-17000 LPH flow rate, Regeneration of 90 kg |  |  | nos
ML_RDWS010 | Domestic Water Softner | MSEP water softner with Resin type filter media, 48 inch dia vessel and 17000-30000 LPH flow rate, Regeneration of 130 kg |  |  | nos
ML_RDWS011 | Domestic Water Softner | MSEP water softner with Resin type filter media, 63 inch dia vessel and 30000-50000 LPH flow rate, Regeneration of 200 kg |  |  | nos
ML_RDWS012 | Domestic Water Softner | FRP water softner with Resin type filter media, 8 inch dia vessel and 160-500 LPH flow rate, Regeneration of 5 kg |  |  | nos
ML_RDWS013 | Domestic Water Softner | FRP water softner with Resin type filter media, 10 inch dia vessel and 500-1000 LPH flow rate, Regeneration of 10 kg |  |  | nos
ML_RDWS014 | Domestic Water Softner | FRP water softner with Resin type filter media, 13 inch dia vessel and 1000-1500 LPH flow rate, Regeneration of 13 kg |  |  | nos
ML_RDWS015 | Domestic Water Softner | FRP water softner with Resin type filter media, 14 inch dia vessel and 1500-2000 LPH flow rate, Regeneration of 15 kg |  |  | nos
ML_RDWS016 | Domestic Water Softner | FRP water softner with Resin type filter media, 16 inch dia vessel and 2000-4000 LPH flow rate, Regeneration of 20 kg |  |  | nos
ML_RDWS017 | Domestic Water Softner | FRP water softner with Resin type filter media, 21 inch dia vessel and 4000-6000 LPH flow rate, Regeneration of 30 kg |  |  | nos
ML_RDWS018 | Domestic Water Softner | FRP water softner with Resin type filter media, 24 inch dia vessel and 6000-8000 LPH flow rate, Regeneration of 40 kg |  |  | nos
ML_RDWS019 | Domestic Water Softner | FRP water softner with Resin type filter media, 30 inch dia vessel and 8000-12000 LPH flow rate, Regeneration of 75 kg |  |  | nos
ML_RDWS020 | Domestic Water Softner | FRP water softner with Resin type filter media, 36 inch dia vessel and 12000-17000 LPH flow rate, Regeneration of 90 kg |  |  | nos
ML_RDWS021 | Domestic Water Softner | FRP water softner with Resin type filter media, 48 inch dia vessel and 17000-30000 LPH flow rate, Regeneration of 130 kg |  |  | nos
ML_RDWS022 | Domestic Water Softner | FRP water softner with Resin type filter media, 63 inch dia vessel and 30000-50000 LPH flow rate, Regeneration of 200 kg |  |  | nos
ML_MLCS137_001 | Grating | Powder Coated-Aluminium Grating |  |  | kg
ML_MLCS137_002 | Grating | Galvanized Steel Grating |  |  | kg
ML_MLCS137_003 | Grating | Plain Steel Grating |  |  | kg
ML_MLCS137_004 | Grating | Stainless Steel Grating |  |  | kg
ML_SDPS002 | C.P. Grating | C.P. grating 75 mm dia |  |  | nos
ML_SDPS003 | C.P. Grating | C.P. grating 100 mm dia |  |  | nos
ML_SDPS004 | C.P. Grating | C.P. grating 125 mm dia |  |  | nos
ML_SDPS005 | C.P. Grating with hinge & frame | C.P. grating with hing and frame 75 mm dia |  |  | nos
ML_SDPS006 | C.P. Grating with hinge & frame | C.P. grating with hing and frame 100 mm dia |  |  | nos
ML_SDPS007 | C.P. Grating with hinge & frame | C.P. grating with hing and frame 125 mm dia |  |  | nos
ML_SDPS008 | Anti Cockroch | C.P. grating Anti Cockroch 75 mm dia |  |  | nos
ML_SDPS009 | Anti Cockroch | C.P. grating Anti Cockroch 100 mm dia |  |  | nos
ML_SDPS010 | Anti Cockroch | C.P. grating Anti Cockroch 125 mm dia |  |  | nos
ML_SDPS011 | SFRC Grating | SFRC grating with Frame 300x300 mm |  |  | nos
ML_SDPS012 | SFRC Grating | SFRC grating with Frame 450x450 mm |  |  | nos
ML_SDPS013 | SFRC Grating | SFRC grating with Frame 540x540 mm |  |  | nos
ML_SDPS014 | SFRC Grating | SFRC grating with Frame 600x600 mm |  |  | nos
ML_SDPS015 | SFRC Circular Grating | SFRC Circular Graiting with Frame 450 mm dia |  |  | nos
ML_SDPS016 | SFRC Circular Grating | SFRC Circular Graiting with Frame 540 mm dia |  |  | nos
ML_SDPS017 | SFRC Circular Grating | SFRC Circular Graiting with Frame 600 mm dia |  |  | nos
ML_SDPS018 | Floor Drain | GI Floor Drain 100x50mm |  |  | nos
ML_SDPS019 | Floor Drain | GI Floor Drain 80x50mm |  |  | nos
ML_SDPS020 | Floor Drain | uPVC Floor Drain 90x63 mm |  |  | nos
ML_SDPS021 | Floor Drain | uPVC Floor Drain 110x63 mm |  |  | nos
ML_SDPS022 | FCO | Brass FCO 100 mm dia |  |  | nos
ML_SDPS023 | FCO | Brass FCO 150 mm dia |  |  | nos
ML_SDPS024 | FCO | uPVC FCO 110 mm dia |  |  | nos
ML_SDPS025 | FCO | uPVC FCO 160 mm dia |  |  | nos
ML_SDPS026 | FCO | M.S. fabricated FCO 100 mm dia |  |  | nos
ML_SDPS027 | FCO | M.S. fabricated FCO 150 mm dia |  |  | nos
ML_SDPS028 | FCO | M.S. fabricated FCO 200 mm dia |  |  | nos
ML_SDPS029 | COP | Brass COP 100 mm dia |  |  | nos
ML_SDPS030 | COP | Brass COP 150 mm dia |  |  | nos
ML_SDPS031 | COP | uPVC COP 110 mm dia |  |  | nos
ML_SDPS032 | COP | uPVC COP 160 mm dia |  |  | nos
ML_SDPS033 | COP | M.S. fabricated COP 100 mm dia |  |  | nos
ML_SDPS034 | COP | M.S. fabricated COP 150 mm dia |  |  | nos
ML_SDPS035 | COP | M.S. fabricated COP 200 mm dia |  |  | nos
ML_STFS0001 | Steel tank | 1.25mx1.25mx1.25m steel tank of capacity 1950L, wall thickness 3.15mm |  |  | nos
ML_STFS0002 | Steel tank | 2.50mx1.25mx1.25m steel tank of capacity 3900L, wall thickness 5mm |  |  | nos
ML_STFS0003 | Steel tank | 3.75mx1.25mx1.25m steel tank of capacity 5850L, wall thickness 5mm |  |  | nos
ML_STFS0004 | Steel tank | 5.0mx1.25mx1.25m steel tank of capacity 7800L, wall thickness 5mm |  |  | nos
ML_STFS0005 | Steel tank | 2.50mx2.50mx1.25m steel tank of capacity 7800L, wall thickness 5mm |  |  | nos
ML_STFS0006 | Steel tank | 3.75mx2.50mx1.25m steel tank of capacity 11700L, wall thickness 5mm |  |  | nos
ML_STFS0007 | Steel tank | 5.0mx2.50mx1.25m steel tank of capacity 15600L, wall thickness 5mm |  |  | nos
ML_STFS0008 | Steel tank | 6.25mx2.50mx1.25m steel tank of capacity 19500L, wall thickness 5mm |  |  | nos
ML_STFS0009 | Steel tank | 3.75mx3.75mx1.25m steel tank of capacity 17550L, wall thickness 5mm |  |  | nos
ML_STFS0010 | Steel tank | 5.0mx3.75mx1.25m steel tank of capacity 23400L, wall thickness 5mm |  |  | nos
ML_STFS0011 | Steel tank | 6.25mx3.75mx1.25m steel tank of capacity 29500L, wall thickness 5mm |  |  | nos
ML_STFS0012 | Steel tank | 7.50mx3.75mx1.25m steel tank of capacity 35100L, wall thickness 5mm |  |  | nos
ML_STFS0013 | Steel tank | 8.75mx3.75mx1.25m steel tank of capacity 40950L, wall thickness 5mm |  |  | nos
ML_STFS0014 | Steel tank | 5.0mx5.0mx1.25m steel tank of capacity 31200L, wall thickness 5mm |  |  | nos
ML_STFS0015 | Steel tank | 6.25mx5.0mx1.25m steel tank of capacity 39000L, wall thickness 5mm |  |  | nos
ML_STFS0016 | Steel tank | 7.50mx5.0mx1.25m steel tank of capacity 46800L, wall thickness 5mm |  |  | nos
ML_STFS0017 | Steel tank | 8.75mx5.0mx1.25m steel tank of capacity 54600L, wall thickness 5mm |  |  | nos
ML_STFS0018 | Steel tank | 10.0mx5.0mx1.25m steel tank of capacity 62400L, wall thickness 5mm |  |  | nos
ML_STFS0019 | Steel tank | 6.25mx6.25mx1.25m steel tank of capacity 48750L, wall thickness 5mm |  |  | nos
ML_STFS0020 | Steel tank | 7.50mx6.25mx1.25m steel tank of capacity 58500L, wall thickness 5mm |  |  | nos
ML_STFS0021 | Steel tank | 7.50mx7.50mx1.25m steel tank of capacity 70200L, wall thickness 5mm |  |  | nos
ML_STFS0022 | Steel tank | 8.75mx8.75mx1.25m steel tank of capacity 95550L, wall thickness 5mm |  |  | nos
ML_STFS0023 | Steel tank | 2.50mx1.25mx2.50m steel tank of capacity 7800L, wall thickness 6mm |  |  | nos
ML_STFS0024 | Steel tank | 3.75mx1.25mx2.50m steel tank of capacity 11700L, wall thickness 6mm |  |  | nos
ML_STFS0025 | Steel tank | 5.0mx1.25mx2.50m steel tank of capacity 15600L, wall thickness 6mm |  |  | nos
ML_STFS0026 | Steel tank | 2.50mx2.50mx2.50m steel tank of capacity 15600L, wall thickness 6mm |  |  | nos
ML_STFS0027 | Steel tank | 3.75mx2.50mx2.50m steel tank of capacity 23400L, wall thickness 6mm |  |  | nos
ML_STFS0028 | Steel tank | 5.0mx2.50mx2.50m steel tank of capacity 31200L, wall thickness 6mm |  |  | nos
ML_STFS0029 | Steel tank | 6.25mx2.50mx2.50m steel tank of capacity 39000L, wall thickness 6mm |  |  | nos
ML_STFS0030 | Steel tank | 3.75mx3.75mx2.50m steel tank of capacity 35100L, wall thickness 6mm |  |  | nos
ML_STFS0031 | Steel tank | 5.0mx3.75mx2.50m steel tank of capacity 46800L, wall thickness 6mm |  |  | nos
ML_STFS0032 | Steel tank | 6.25mx3.75mx2.50m steel tank of capacity 58500L, wall thickness 6mm |  |  | nos
ML_STFS0033 | Steel tank | 7.50mx3.75mx2.50m steel tank of capacity 70200L, wall thickness 6mm |  |  | nos
ML_STFS0034 | Steel tank | 8.75mx3.75mx2.50m steel tank of capacity 81900L, wall thickness 6mm |  |  | nos
ML_STFS0035 | Steel tank | 5.0mx5.0mx2.50m steel tank of capacity 62400L, wall thickness 6mm |  |  | nos
ML_STFS0036 | Steel tank | 6.25mx5.0mx2.50m steel tank of capacity 78000L, wall thickness 6mm |  |  | nos
ML_STFS0037 | Steel tank | 7.50mx5.0mx2.50m steel tank of capacity 93600L, wall thickness 6mm |  |  | nos
ML_STFS0038 | Steel tank | 8.75mx5.0mx2.50m steel tank of capacity 109200L, wall thickness 6mm |  |  | nos
ML_STFS0039 | Steel tank | 10.0mx5.0mx2.50m steel tank of capacity 124800L, wall thickness 6mm |  |  | nos
ML_STFS0040 | Steel tank | 6.25mx6.25mx2.50m steel tank of capacity 97500L, wall thickness 6mm |  |  | nos
ML_STFS0041 | Steel tank | 7.50mx6.25mx2.50m steel tank of capacity 117000L, wall thickness 6mm |  |  | nos
ML_STFS0042 | Steel tank | 7.50mx7.50mx2.50m steel tank of capacity 144000L, wall thickness 6mm |  |  | nos
ML_STFS0043 | Steel tank | 8.75mx8.75mx2.50m steel tank of capacity 191100L, wall thickness 6mm |  |  | nos
ML_STFS0044 | Steel tank | 3.75mx3.75mx3.75m steel tank of capacity 52650L, wall thickness 6mm |  |  | nos
ML_STFS0045 | Steel tank | 5.0mx3.75mx3.75m steel tank of capacity 70200L, wall thickness 6mm |  |  | nos
ML_STFS0046 | Steel tank | 5.0mx5.0mx3.75m steel tank of capacity 93600L, wall thickness 6mm |  |  | nos
ML_STFS0047 | Steel tank | 6.25mx5.0mx3.75m steel tank of capacity 117000L, wall thickness 6mm |  |  | nos
ML_STFS0048 | Steel tank | 6.25mx6.25mx3.75m steel tank of capacity 146250L, wall thickness 6mm |  |  | nos
ML_STFS0049 | Steel tank | 7.50mx6.25mx3.75m steel tank of capacity 175500L, wall thickness 6mm |  |  | nos
ML_STFS0050 | Steel tank | 7.50mx7.50mx3.75m steel tank of capacity 210600L, wall thickness 6mm |  |  | nos
ML_STFS0051 | Steel tank | 8.75mx7.50mx3.75m steel tank of capacity 245700L, wall thickness 6mm |  |  | nos
ML_STFS0052 | Steel tank | 8.75mx8.75mx3.75m steel tank of capacity 286650L, wall thickness 6mm |  |  | nos
ML_STFS0053 | Steel tank | 11.25mx8.75mx3.75m steel tank of capacity 368550L, wall thickness 6mm |  |  | nos
ML_STFS0054 | Steel tank | 10.00mx10.00mx3.75m steel tank of capacity 374400L, wall thickness 6mm |  |  | nos
ML_STFS0055 | Steel tank | 11.25mx10.0mx3.75m steel tank of capacity 421200L, wall thickness 6mm |  |  | nos
ML_STFS0056 | Steel tank | 12.50mx10.0mx3.75m steel tank of capacity 468000L, wall thickness 6mm |  |  | nos
ML_STFS0057 | Steel tank | 11.25mx11.25mx3.75m steel tank of capacity 473850L, wall thickness 6mm |  |  | nos
ML_STFS0058 | Steel tank | 12.50mx11.25mx3.75m steel tank of capacity 526500L, wall thickness 6mm |  |  | nos
ML_STFS0059 | Steel tank | 12.50mx12.50mx3.75m steel tank of capacity 585000L, wall thickness 6mm |  |  | nos
ML_STFS0060 | Steel tank | 13.75mx12.50mx3.75m steel tank of capacity 643500L, wall thickness 6mm |  |  | nos
ML_STFS0061 | Steel tank | 13.75mx13.75mx3.75m steel tank of capacity 707850L, wall thickness 6mm |  |  | nos
ML_STFS0062 | Steel tank | 15.00mx13.75mx3.75m steel tank of capacity 772200L, wall thickness 6mm |  |  | nos
ML_STFS0063 | Steel tank | 15.00mx15.00mx3.75m steel tank of capacity 842400L, wall thickness 6mm |  |  | nos
ML_STFS0065 | Steel tank | 16.25mx15.00mx3.75m steel tank of capacity 912600L, wall thickness 6mm |  |  | nos
ML_STFS0066 | Steel tank | 16.25mx16.25mx3.75m steel tank of capacity 988650L, wall thickness 6mm |  |  | nos
ML_STFS0067 | Steel tank | 3.75mx3.75mx5.0m steel tank of capacity 70200L, wall thickness 8mm |  |  | nos
ML_STFS0068 | Steel tank | 5.0mx3.75mx5.0m steel tank of capacity 93600L, wall thickness 8mm |  |  | nos
ML_STFS0069 | Steel tank | 5.0mx5.0mx5.0m steel tank of capacity 124800L, wall thickness 8mm |  |  | nos
ML_STFS0070 | Steel tank | 6.25mx5.0mx5.0m steel tank of capacity 156000L, wall thickness 8mm |  |  | nos
ML_STFS0071 | Steel tank | 6.25mx6.25mx5.0m steel tank of capacity 195000L, wall thickness 8mm |  |  | nos
ML_STFS0072 | Steel tank | 7.50mx6.25mx5.0m steel tank of capacity 234000L, wall thickness 8mm |  |  | nos
ML_STFS0073 | Steel tank | 7.50mx7.50mx5.0m steel tank of capacity 280800L, wall thickness 8mm |  |  | nos
ML_STFS0074 | Steel tank | 8.75mx7.50mx5.0m steel tank of capacity 327600L, wall thickness 8mm |  |  | nos
ML_STFS0075 | Steel tank | 8.75mx8.75mx5.0m steel tank of capacity 382200L, wall thickness 8mm |  |  | nos
ML_STFS0076 | Steel tank | 10.00mx8.75mx5.0m steel tank of capacity 436800L, wall thickness 8mm |  |  | nos
ML_STFS0077 | Steel tank | 11.25mx8.75mx5.0m steel tank of capacity 491400L, wall thickness 8mm |  |  | nos
ML_STFS0078 | Steel tank | 10.00mx10.0mx5.0m steel tank of capacity 499200L, wall thickness 8mm |  |  | nos
ML_STFS0079 | Steel tank | 11.25mx10.00mx5.0m steel tank of capacity 561600L, wall thickness 8mm |  |  | nos
ML_STFS0080 | Steel tank | 12.50mx10.00mx5.0m steel tank of capacity 624000L, wall thickness 8mm |  |  | nos
ML_STFS0081 | Steel tank | 11.25mx11.25mx5.0m steel tank of capacity 631800L, wall thickness 8mm |  |  | nos
ML_STFS0082 | Steel tank | 12.50mx11.25mx5.0m steel tank of capacity 702000L, wall thickness 8mm |  |  | nos
ML_STFS0083 | Steel tank | 12.50mx12.50mx5.0m steel tank of capacity 780000L, wall thickness 8mm |  |  | nos
ML_STFS0084 | Steel tank | 13.75mx12.50mx5.0m steel tank of capacity 858000L, wall thickness 8mm |  |  | nos
ML_STFS0085 | Steel tank | 13.75mx13.75mx5.0m steel tank of capacity 943800L, wall thickness 8mm |  |  | nos
ML_STFS0086 | Steel tank | 15.00mx13.75mx5.0m steel tank of capacity 1029600L, wall thickness 8mm |  |  | nos
ML_STFS0087 | Steel tank | 15.00mx15.00mx5.0m steel tank of capacity 1123200L, wall thickness 8mm |  |  | nos
ML_STFS0088 | Steel tank | 16.25mx15.00mx5.0m steel tank of capacity 1216800L, wall thickness 8mm |  |  | nos
ML_STFS0089 | Steel tank | 16.25mx16.25mx5.0m steel tank of capacity 1318200L, wall thickness 8mm |  |  | nos
ML_STFS0090 | FRP Tank | FRP tank - 5000 litres |  |  | nos
ML_STFS0091 | FRP Tank | FRP tank - 10000 litres |  |  | nos
ML_STFS0092 | FRP Tank | FRP tank - 15000 litres |  |  | nos
ML_STFS0093 | FRP Tank | FRP tank - 20000 litres |  |  | nos
ML_STFS0094 | FRP Tank | FRP tank - 40000 litres |  |  | nos
ML_STFS0095 | FRP Tank | FRP tank - 60000 litres |  |  | nos
ML_STFS0096 | FRP Tank | FRP tank - 80000 litres |  |  | nos
ML_STFS0097 | FRP Tank | FRP tank - 100000 litres |  |  | nos
ML_STFS0098 | FRP Tank | FRP tank - 120000 litres |  |  | nos
ML_STFS0099 | FRP Tank | FRP tank - 160000 litres |  |  | nos
ML_STFS0100 | FRP Tank | FRP tank - 200000 litres |  |  | nos
ML_STFS0101 | FRP Tank | FRP tank - 260000 litres |  |  | nos
ML_STFS0102 | FRP Tank | FRP tank - 300000 litres |  |  | nos
ML_STFS0103 | FRP Tank | FRP tank - 400000 litres |  |  | nos
ML_STFS0104 | FRP Tank | FRP tank - 600000 litres |  |  | nos
ML_STFS0105 | FRP Tank | FRP tank - 800000 litres |  |  | nos
ML_STFS0106 | FRP Tank | FRP tank - 1200000 litres |  |  | nos
ML_STFS0107 | FRP Tank | FRP tank - 2000000 litres |  |  | nos
ML_STFS0108 | PVC Tank | Pvc Tank-1000 litres |  |  | nos
ML_STFS0109 | PVC Tank | Pvc Tank-2000 litres |  |  | nos
ML_STFS0110 | PVC Tank | Pvc Tank-2500 litres |  |  | nos
ML_STFS0111 | PVC Tank | Pvc Tank-4000 litres |  |  | nos
ML_STFS0112 | PVC Tank | Pvc Tank-5000 litres |  |  | nos
ML_STFS0113 | PVC Tank | Pvc Tank-6000 litres |  |  | nos
ML_STFS0114 | PVC Tank | Pvc Tank-8000 litres |  |  | nos
ML_STFS0115 | PVC Tank | Pvc Tank-10000 litres |  |  | nos
ML_STFS0116 | HDPE Tank | HDPE Tank (Vertical) - 500 litres |  |  | nos
ML_STFS0117 | HDPE Tank | HDPE Tank (Vertical) - 1000 litres |  |  | nos
ML_STFS0118 | HDPE Tank | HDPE Tank (Vertical) - 1500 litres |  |  | nos
ML_STFS0119 | HDPE Tank | HDPE Tank (Vertical) - 2000 litres |  |  | nos
ML_STFS0120 | HDPE Tank | HDPE Tank (Vertical) - 3000 litres |  |  | nos
ML_STFS0121 | HDPE Tank | HDPE Tank (Vertical) -5000 litres |  |  | nos
ML_STFS0122 | HDPE Tank | HDPE Tank (Vertical) - 6500 litres |  |  | nos
ML_STFS0123 | HDPE Tank | HDPE Tank (Vertical) - 8000 litres |  |  | nos
ML_STFS0124 | HDPE Tank | HDPE Tank (Vertical) -10000 litres |  |  | nos
ML_STFS0125 | HDPE Tank | HDPE Tank (Vertical) - 15000 litres |  |  | nos
ML_STFS0126 | HDPE Tank | HDPE Tank (Vertical) - 20000 litres |  |  | nos
ML_STFS0127 | HDPE Tank | HDPE Tank (Horizontal) - 500 litres |  |  | nos
ML_STFS0128 | HDPE Tank | HDPE Tank (Horizontal) - 1000 litres |  |  | nos
ML_STFS0129 | HDPE Tank | HDPE Tank (Horizontal) - 1500 litres |  |  | nos
ML_STFS0130 | HDPE Tank | HDPE Tank (Horizontal) - 2000 litres |  |  | nos
ML_STFS0131 | HDPE Tank | HDPE Tank (Horizontal) - 3000 litres |  |  | nos
ML_STFS0132 | HDPE Tank | HDPE Tank (Horizontal) -5000 litres |  |  | nos
ML_STFS0133 | HDPE Tank | HDPE Tank (Horizontal) - 6500 litres |  |  | nos
ML_STFS0134 | HDPE Tank | HDPE Tank (Horizontal) - 8000 litres |  |  | nos
ML_STFS0135 | HDPE Tank | HDPE Tank (Horizontal) -10000 litres |  |  | nos
ML_STFS0136 | HDPE Tank | HDPE Tank (Horizontal) - 15000 litres |  |  | nos
ML_STFS0137 | HDPE Tank | HDPE Tank (Horizontal) - 20000 litres |  |  | nos
ML_STFS0138 | HDPE Tank | HDPE Tank (Horizontal) - 40000 litres |  |  | nos
ML_STFS0139 | HDPE Tank | HDPE Tank (Horizontal) - 50000 litres |  |  | nos
ML_STFS0140 | HDPE Tank | HDPE Tank (Horizontal) - 65000 litres |  |  | nos
ML_STFS0141 | HDPE Tank | HDPE Tank (Horizontal) - 100000 litres |  |  | nos
ML_STFS0142 | GRP Tank | GRP Tank - 1000 litres |  |  | nos
ML_STFS0143 | GRP Tank | GRP Tank - 1200 litres |  |  | nos
ML_STFS0144 | GRP Tank | GRP Tank - 1500 litres |  |  | nos
ML_STFS0145 | GRP Tank | GRP Tank - 2000 litres |  |  | nos
ML_STFS0146 | GRP Tank | GRP Tank - 2500 litres |  |  | nos
ML_STFS0147 | GRP Tank | GRP Tank - 3000 litres |  |  | nos
ML_STFS0148 | GRP Tank | GRP Tank - 4000 litres |  |  | nos
ML_STFS0149 | GRP Tank | GRP Tank - 5000 litres |  |  | nos
ML_STFS0150 | GRP Tank | GRP Tank - 6000 litres |  |  | nos
ML_STFS0151 | GRP Tank | GRP Tank - 8000 litres |  |  | nos
ML_STFS0152 | GRP Tank | GRP Tank - 10000 litres |  |  | nos
ML_STFS0153 | GRP Tank | GRP Tank - 12000 litres |  |  | nos
ML_STFS0154 | GRP Tank | GRP Tank - 15000 litres |  |  | nos
ML_STFS0155 | GRP Tank | GRP Tank - 20000 litres |  |  | nos
ML_STFS0156 | GRP Tank | GRP Tank - 25000 litres |  |  | nos
ML_STFS0157 | HDPE Tank - Indoor Tank | HDPE Indoor tank - 100 litres |  |  | nos
ML_STFS0158 | HDPE Tank - Indoor Tank | HDPE Indoor tank - 150 litres |  |  | nos
ML_STFS0159 | HDPE Tank - Indoor Tank | HDPE Indoor tank - 200 litres |  |  | nos
ML_STFS0160 | HDPE Tank - Indoor Tank | HDPE Indoor tank - 225 litres |  |  | nos
ML_STFS0161 | HDPE Tank - Indoor Tank | HDPE Indoor tank - 270 litres |  |  | nos
ML_STFS0162 | HDPE Tank - Indoor Tank | HDPE Indoor tank - 275 litres |  |  | nos
ML_STFS0163 | HDPE Tank - Indoor Tank | HDPE Indoor tank - 300 litres |  |  | nos
ML_STFS0164 | HDPE Tank - Indoor Tank | HDPE Indoor tank - 375 litres |  |  | nos
ML_STFS0165 | HDPE Tank - Indoor Tank | HDPE Indoor tank - 400 litres |  |  | nos
ML_STFS0166 | HDPE Tank - Indoor Tank | HDPE Indoor tank - 425 litres |  |  | nos
ML_STFS0167 | HDPE Tank - Indoor Tank | HDPE Indoor tank - 475 litres |  |  | nos
ML_STFS0168 | HDPE Tank - Indoor Tank | HDPE Indoor tank - 500 litres |  |  | nos
ML_STFS0169 | HDPE Tank - Indoor Tank | HDPE Indoor tank - 625 litres |  |  | nos
ML_STFS0170 | HDPE Tank - Indoor Tank | HDPE Indoor tank - 825 litres |  |  | nos
ML_STFS0171 | HDPE Tank - Indoor Tank | HDPE Indoor tank - 1000 litres |  |  | nos
ML_FST001 | Biodigester Septic tank | 1000 Liter Biodiester Septic tank |  |  | nos
ML_FST002 | Biodigester Septic tank | 2000 Liter Biodiester Septic tank |  |  | nos
ML_FST003 | Biodigester Septic tank | 3000 Liter Biodiester Septic tank |  |  | nos
ML_FST004 | Biodigester Septic tank | 4000 Liter Biodiester Septic tank |  |  | nos
ML_FST005 | Biodigester Septic tank | 5000 Liter Biodiester Septic tank |  |  | nos
ML_FST006 | Biodigester Septic tank | 10000 Liter Biodiester Septic tank |  |  | nos
ML_FST007 | HDPE Septic Tank | 2000 Liter HDPE Septic tank |  |  | nos
ML_FST008 | HDPE Septic Tank | 5000 Liter HDPE septic tank |  |  | nos
ML_FST009 | HDPE Septic Tank | 10000 Liter HDPE septic tank |  |  | nos
ML_FST010 | HDPE Septic Tank | 20000 Liter HDPE septic tank |  |  | nos
ML_FST011 | Pre-cast RCC septic tank | 2000 Liter Pre-cast RCC septic tank |  |  | nos
ML_FST012 | Pre-cast RCC septic tank | 5000 Liter Pre-cast RCC septic tank |  |  | nos
ML_FST013 | Pre-cast RCC septic tank | 10000 Liter Pre-cast RCC septic tank |  |  | nos
ML_FST014 | Pre-cast RCC septic tank | 20000 Liter Pre-cast RCC septic tank |  |  | nos
ML_FST015 | Teracota ring septic tank | 2000 Liter Teracota ring septic tank |  |  | nos
ML_FST016 | Teracota ring septic tank | 5000 Liter Teracota ring septic tank |  |  | nos
ML_FST017 | Teracota ring septic tank | 10000 Liter Teracota ring septic tank |  |  | nos
ML_FST018 | Teracota ring septic tank | 20000 Liter Teracota ring septic tank |  |  | nos
ML_FST019 | FRP Septic Tank | 2000 Liter FRP septic tank |  |  | nos
ML_FST020 | FRP Septic Tank | 5000 Liter FRP septic tank |  |  | nos
ML_FST021 | FRP Septic Tank | 10000 Liter FRP septic tank |  |  | nos
ML_FST022 | FRP Septic Tank | 20000 Liter FRP septic tank |  |  | nos
ML_FWTE001 | Fountain Pump | Self priming pool with CI body, SS Impeller recirculation pump with CI body, SS Impeller 200 LPH, at 14 m head |  |  | set
ML_FWTE002 | Fountain Pump | Self priming pool with CI body, SS Impeller recirculation pump with CI body, SS Impeller 333 LPH, at 14 m head |  |  | set
ML_FWTE003 | Fountain Pump | Self priming pool with CI body, SS Impeller recirculation pump with CI body, SS Impeller 583 LPH, at 14 m head |  |  | set
ML_FWTE004 | Fountain Pump | Self priming pool with CI body, SS Impeller recirculation pump with CI body, SS Impeller 750 LPH, at 14 m head |  |  | set
ML_FWTE005 | Fountain Pump | Self priming pool with CI body, SS Impeller recirculation pump with CI body, SS Impeller 1000 LPH, at 14 m head |  |  | set
ML_FWTE006 | Fountain Pump | Self priming pool with CI body, SS Impeller recirculation pump with CI body, SS Impeller 200 LPH, at 18 m head |  |  | set
ML_FWTE007 | Fountain Pump | Self priming pool with CI body, SS Impeller recirculation pump with CI body, SS Impeller 333 LPH, at 18 m head |  |  | set
ML_FWTE008 | Fountain Pump | Self priming pool with CI body, SS Impeller recirculation pump with CI body, SS Impeller 583 LPH, at 18 m head |  |  | set
ML_FWTE009 | Fountain Pump | Self priming pool with CI body, SS Impeller recirculation pump with CI body, SS Impeller 750 LPH, at 18 m head |  |  | set
ML_FWTE010 | Fountain Pump | Self priming pool with CI body, SS Impeller recirculation pump with CI body, SS Impeller 1000 LPH, at 18 m head |  |  | set
ML_FWTE011 | Fountain Pump | Self priming pool with CI body, SS Impeller recirculation pump with CI body, SS Impeller 200 LPH, at 22 m head |  |  | set
ML_FWTE012 | Fountain Pump | Self priming pool with CI body, SS Impeller recirculation pump with CI body, SS Impeller 333 LPH, at 22 m head |  |  | set
ML_FWTE013 | Fountain Pump | Self priming pool with CI body, SS Impeller recirculation pump with CI body, SS Impeller 583 LPH, at 22 m head |  |  | set
ML_FWTE014 | Fountain Pump | Self priming pool with CI body, SS Impeller recirculation pump with CI body, SS Impeller 750 LPH, at 22 m head |  |  | set
ML_FWTE015 | Fountain Pump | Self priming pool with CI body, SS Impeller recirculation pump with CI body, SS Impeller 1000 LPH, at 22 m head |  |  | set
ML_FWTE001 | Sand filter - Fountain | MSEP Sand filter, 400mm dia vessel and 2000 LPH flow rate |  |  | nos
ML_FWTE002 | Sand filter - Fountain | MSEP Sand filter, 500mm dia vessel and 4000 LPH flow rate |  |  | nos
ML_FWTE003 | Sand filter - Fountain | MSEP Sand filter, 600mm dia vessel and 6000 LPH flow rate |  |  | nos
ML_FWTE004 | Sand filter - Fountain | MSEP Sand filter, 750mm dia vessel and 8000 LPH flow rate |  |  | nos
ML_FWTE005 | Sand filter - Fountain | MSEP Sand filter, 900mm dia vessel and 12000 LPH flow rate |  |  | nos
ML_FWTE006 | Sand filter - Fountain | MSEP Sand filter, 1200mm dia vessel and 17000 LPH flow rate |  |  | nos
ML_FWTE007 | Sand filter - Fountain | MSEP Sand filter, 1500mm dia vessel and 30000 LPH flow rate |  |  | nos
ML_FWTE008 | Sand filter - Fountain | MSEP Sand filter, 1800mm dia vessel and 40000 LPH flow rate |  |  | nos
ML_FWTE009 | Sand filter - Fountain | MSEP Sand filter, 2100mm dia vessel and 55000 LPH flow rate |  |  | nos
ML_FWTE010 | Sand filter - Fountain | MSEP Sand filter, 2200mm dia vessel and 70000 LPH flow rate |  |  | nos
ML_FWTE011 | Sand filter - Fountain | MSEP Sand filter, 2600mm dia vessel and 90000 LPH flow rate |  |  | nos
ML_FWTE012 | Sand filter - Fountain | FRP Sand filter, 400mm dia vessel and 2000 LPH flow rate |  |  | nos
ML_FWTE013 | Sand filter - Fountain | FRP Sand filter, 500mm dia vessel and 4000 LPH flow rate |  |  | nos
ML_FWTE014 | Sand filter - Fountain | FRP Sand filter, 600mm dia vessel and 6000 LPH flow rate |  |  | nos
ML_FWTE015 | Sand filter - Fountain | FRP Sand filter, 750mm dia vessel and 8000 LPH flow rate |  |  | nos
ML_FWTE016 | Sand filter - Fountain | FRP Sand filter, 900mm dia vessel and 12000 LPH flow rate |  |  | nos
ML_FWTE017 | Sand filter - Fountain | FRP Sand filter, 1200mm dia vessel and 17000 LPH flow rate |  |  | nos
ML_FWTE018 | Sand filter - Fountain | FRP Sand filter, 1500mm dia vessel and 30000 LPH flow rate |  |  | nos
ML_FWTE019 | Sand filter - Fountain | FRP Sand filter, 1800mm dia vessel and 40000 LPH flow rate |  |  | nos
ML_FWTE020 | Sand filter - Fountain | FRP Sand filter, 2100mm dia vessel and 55000 LPH flow rate |  |  | nos
ML_FWTE021 | Sand filter - Fountain | FRP Sand filter, 2200mm dia vessel and 70000 LPH flow rate |  |  | nos
ML_FWTE022 | Sand filter - Fountain | FRP Sand filter, 2600mm dia vessel and 90000 LPH flow rate |  |  | nos
ML_FPRWC001 | WC Complete | Low range Single piece suite WC complete |  |  | nos
ML_FPRWC002 | WC Complete | Economy range Single piece suite WC complete |  |  | nos
ML_FPRWC003 | WC Complete | Semi Deluxe range Single piece suite WC complete |  |  | nos
ML_FPRWC004 | WC Complete | Deluxe range Single piece suite WC complete |  |  | nos
ML_FPRWC005 | WC Complete | Luxury range Single piece suite WC complete |  |  | nos
ML_FPRWC006 | WC Complete | Low range Wall hung WC complete |  |  | nos
ML_FPRWC007 | WC Complete | Economy range Wall hung WC complete |  |  | nos
ML_FPRWC008 | WC Complete | Semi Deluxe range Wall hung WC complete |  |  | nos
ML_FPRWC009 | WC Complete | Deluxe range Wall hung WC complete |  |  | nos
ML_FPRWC010 | WC Complete | Luxury range Wall hung WC complete |  |  | nos
ML_FPRWC012 | WC Complete | Economy range Floor mounted coupled WC complete |  |  | nos
ML_FPRWC013 | WC Complete | Semi Deluxe range Floor mounted coupled WC complete |  |  | nos
ML_FPRWC014 | WC Complete | Deluxe range Floor mounted coupled WC complete |  |  | nos
ML_FPRWC015 | WC Complete | Luxury range Floor mounted coupled WC complete |  |  | nos
ML_FPWHWC001 | Wall Hung WC | Low range Floor mounted coupled WC complete |  |  | nos
ML_FPWHWC002 | Wall Hung WC | Economy range Floor mounted coupled WC |  |  | nos
ML_FPWHWC003 | Wall Hung WC | Semi Deluxe range Floor mounted coupled WC |  |  | nos
ML_FPWHWC004 | Wall Hung WC | Deluxe range Floor mounted coupled WC |  |  | nos
ML_FPWHWC005 | Wall Hung WC | Luxury range Floor mounted coupled WC |  |  | nos
ML_FPCIS001 | Concealed Cistern | Single flush 6L Concealed Cistern |  |  | nos
ML_FPCIS002 | Concealed Cistern | Dual flush 6/3L Concealed Cistern |  |  | nos
ML_FPPP001 | Flush push plate | Square flush push plate chrome finish |  |  | nos
ML_FPPP002 | Flush push plate | Square flush push plate matte finish |  |  | nos
ML_FPPP003 | Flush push plate | Square flush push plate white finish |  |  | nos
ML_FPPP004 | Flush push plate | Soft flush push plate chrome finish |  |  | nos
ML_FPPP005 | Flush push plate | Soft flush push plate matte finish |  |  | nos
ML_FPPP006 | Flush push plate | Soft flush push plate white finish |  |  | nos
ML_FPPP007 | Flush push plate | Round flush push plate chrome finish |  |  | nos
ML_FPPP008 | Flush push plate | Round flush push plate matte finish |  |  | nos
ML_FPPP009 | Flush push plate | Round flush push plate white finish |  |  | nos
ML_FPFMWC001 | Floor Mounted WC | Low range Floor mounted WC with seat cover |  |  | nos
ML_FPFMWC002 | Floor Mounted WC | Economy range Floor mounted WC with seat cover |  |  | nos
ML_FPFMWC003 | Floor Mounted WC | Semi Deluxe range Floor mounted WC with seat cover |  |  | nos
ML_FPFMWC004 | Floor Mounted WC | Deluxe range Floor mounted WC with seat cover |  |  | nos
ML_FPFMWC005 | Floor Mounted WC | Luxury range Floor mounted WC with seat cover |  |  | nos
ML_FPPCI001 | Cistern | Single flush 6L 6L Plastic Cistern |  |  | nos
ML_FPPCI002 | Cistern | Dual flush 6/3L Plastic Cistern |  |  | nos
ML_FPPCI003 | Cistern | Single flush 6L 6L vitreous Cistern |  |  | nos
ML_FPPCI004 | Cistern | Dual flush 6/3L vitreous Cistern |  |  | nos
ML_FPRWC017 | Squatting Pan | Orissa pan |  |  | nos
ML_FPRWC018 | Squatting Pan | Asian Pan |  |  | nos
ML_FPRWC019 | Squatting Pan | Thrift Pan |  |  | nos
ML_FPRUR001 | Urinal | Electronic Urinal |  |  | nos
ML_FPRUR002 | Urinal | Low range Urinal |  |  | nos
ML_FPRUR003 | Urinal | Economy range Urinal |  |  | nos
ML_FPRUR004 | Urinal | Semi Deluxe range Urinal |  |  | nos
ML_FPRUR005 | Urinal | Deluxe range Urinal |  |  | nos
ML_FPRUR006 | Urinal | Luxury range Urinal |  |  | nos
ML_FPRURC001 | Waste Coupling | Urinal Domed Waste Coupling |  |  | nos
ML_FPRURP001 | Urinal Partition | Vitreous Urinal Partition |  |  | nos
ML_FPRBD001 | Bidet | Semi deluxe range Bidet |  |  | nos
ML_FPRBD002 | Bidet | Deluxe range Bidet |  |  | nos
ML_FPRBD003 | Bidet | Luxury range Bidet |  |  | nos
ML_WBP001 | Wash Basin with Padestal | Low range wash basin with padestal |  |  | nos
ML_WBP002 | Wash Basin with Padestal | Economy range wash basin with padestal |  |  | nos
ML_WBP003 | Wash Basin with Padestal | Semi Deluxe range wash basin with padestal |  |  | nos
ML_WBP004 | Wash Basin with Padestal | Deluxe range wash basin with padestal |  |  | nos
ML_WBP005 | Wash Basin with Padestal | Luxury range wash basin with padestal |  |  | nos
ML_FPWB001 | Wash basin | Low range Bowl wash basin |  |  | nos
ML_FPWB002 | Wash basin | Economy range Bowl wash basin |  |  | nos
ML_FPWB003 | Wash basin | Semi Deluxe range Bowl wash basin |  |  | nos
ML_FPWB004 | Wash basin | Deluxe range Bowl wash basin |  |  | nos
ML_FPWB005 | Wash basin | Luxury range Bowl wash basin |  |  | nos
ML_FPWB006 | Wash basin | Low range wall hung wash basin |  |  | nos
ML_FPWB007 | Wash basin | Economy range wall hung wash basin |  |  | nos
ML_FPWB008 | Wash basin | Semi Deluxe range wall hung wash basin |  |  | nos
ML_FPWB009 | Wash basin | Deluxe range wall hung wash basin |  |  | nos
ML_FPWB010 | Wash basin | Luxury range wall hung wash basin |  |  | nos
ML_FPWB011 | Wash basin | Cornor wash basin |  |  | nos
ML_FPWB012 | Wash basin | Semi recessed wash basin |  |  | nos
ML_FPWB013 | Wash basin | Low range counter top wash basin |  |  | nos
ML_FPWB014 | Wash basin | Economy range counter top wash basin |  |  | nos
ML_FPWB015 | Wash basin | Semi Deluxe range counter top wash basin |  |  | nos
ML_FPWB016 | Wash basin | Deluxe range counter top wash basin |  |  | nos
ML_FPWB017 | Wash basin | Luxury range counter top wash basin |  |  | nos
ML_FPWB018 | Wash basin | Low range below counter wash basin |  |  | nos
ML_FPWB019 | Wash basin | Economy range below counter wash basin |  |  | nos
ML_FPWB020 | Wash basin | Semi Deluxe range below counter wash basin |  |  | nos
ML_FPWB021 | Wash basin | Deluxe range below counter wash basin |  |  | nos
ML_FPWB022 | Wash basin | Luxury range below counter wash basin |  |  | nos
ML_FPKS001 | Kitchen Sink | Rectangular Single bowl SS sink, 125mm depth |  |  | nos
ML_FPKS002 | Kitchen Sink | Rectangular Single bowl SS sink, 175mm depth |  |  | nos
ML_FPKS003 | Kitchen Sink | Rectangular Single bowl SS sink, 200mm depth |  |  | nos
ML_FPKS004 | Kitchen Sink | Rectangular Single bowl SS sink, 225mm depth |  |  | nos
ML_FPKS005 | Kitchen Sink | Circular Single bowl SS sink, 125mm depth |  |  | nos
ML_FPKS006 | Kitchen Sink | Circular Single bowl SS sink, 165mm depth |  |  | nos
ML_FPKS008 | Kitchen Sink | Single bowl sink with drain board, 200mm depth |  |  | nos
ML_FPKS009 | Kitchen Sink | Single bowl sink with vegetable & drain board, 200mm depth |  |  | nos
ML_FPKS010 | Kitchen Sink | Double bowl sink, 200mm depth |  |  | nos
ML_FPKS011 | Kitchen Sink | Double bowl sink with drain board, 200mm depth |  |  | nos
ML_FPKS012 | Kitchen Sink | Double bowl sink with vegetable, 200mm depth |  |  | nos
ML_FPKS013 | Kitchen Sink | Double bowl sink with double drain board, 200mm depth |  |  | nos
ML_FPKS014 | Kitchen Sink | Corner Double bowl sink with double drain board, 200mm depth |  |  | nos
ML_FPBOT001 | Bottle Trap | Bottle Trap 32mm dia with 190mm long connecting pipe& wall flange |  |  | nos
ML_FPBOT002 | Bottle Trap | Bottle Trap heavy casted 32mm dia with 190mm long connecting pipe& wall flange |  |  | nos
ML_FPWCO001 | Waste Coupling | 40mm dia half thread waste coupling |  |  | nos
ML_FPWCO002 | Waste Coupling | 40mm dia full thread waste coupling |  |  | nos
ML_FPWCO003 | Waste Coupling | 32mm dia half thread waste coupling |  |  | nos
ML_FPWCO004 | Waste Coupling | 32mm dia full thread waste coupling |  |  | nos
ML_FPB001 | Bathtubs | Ceramic steel bathtub (1700x700mm) |  |  | nos
ML_FPB002 | Bathtubs | Ceramic steel bathtub (1600x700mm) |  |  | nos
ML_FPB003 | Bathtubs | Ceramic steel bathtub (1500x700mm) |  |  | nos
ML_FPB004 | Bathtubs | Ceramic steel bathtub (1700x750mm) |  |  | nos
ML_FPB005 | Bathtubs | Ceramic steel bathtub (1600x750mm) |  |  | nos
ML_FPB006 | Bathtubs | Ceramic steel bathtub (1500x750 mm) |  |  | nos
ML_FPB007 | Bathtubs | Ceramic steel bathtub (1800x800 mm) |  |  | nos
ML_FPB008 | Bathtubs | Ceramic steel bathtub (1700x800 mm) |  |  | nos
ML_FPB009 | Bathtubs | Poise air and water massage bathtub (1700 x 750 mm) complete with 4 whirlpool jets, 2 back jets and 2 feet jets, 12 air jets, 1 HP water pump, air blower, chromotherapy, feather touch digital control, frame, water level sensor |  |  | nos
ML_FPB010 | Bathtubs | Poise water massage bathtub (1700 x 750 mm) complete with 4 whirlpool jets, 2 back jets and 2 feet jets, 1 HP water pump, chromotherapy, feather touch digital control, frame, water level sensor |  |  | nos
ML_FPB011 | Bathtubs | Laguna water massage bathtub (1700 x 750 mm) complete with 6 whirlpool jets, 1 HP water pump, electronic control, frame, water level sensor |  |  | nos
ML_FPBTO001 | Bathtub overflow | Bathtub overflow (with siphon, overflow and connection pipe) |  |  | nos
ML_FPST001 | Shower tray | Universal shower tray with embossed anti slip (900x900 mm) |  |  | nos
ML_FPSTO001 | Shower tray overflow | Universal steel enamelled shower tray overflow |  |  | nos
ML_FPFAU001 | Faucets | Single Lever, Wall Mixer (two in one) |  |  | nos
ML_FPFAU002 | Faucets | Quarter-Turn, Wall Mixer-3-in-1 |  |  | nos
ML_FPFAU003 | Faucets | Quarter-Turn, Wall Mixer-2-in-1 |  |  | nos
ML_FPFAU004 | Faucets | Half-Turn, Wall Mixer-3-in-1 |  |  | nos
ML_FPFAU005 | Faucets | Half-Turn, Wall Mixer-2-in-1 |  |  | nos
ML_FPFAU006 | Faucets | Single Lever, Basin Mixer without pop up |  |  | nos
ML_FPFAU007 | Faucets | Single Lever, Tall Basin Mixer without pop up |  |  | nos
ML_FPFAU008 | Faucets | Single Lever, Wall mounted Basin Mixer |  |  | nos
ML_FPFAU013 | Faucets | Single Lever, SS Sink cock with swinging casted spout |  |  | nos
ML_FPFAU014 | Faucets | Single Lever, Deck mounted SS Sink Mixer |  |  | nos
ML_FPFAU015 | Faucets | Single Lever, Wall mounted SS Sink cock |  |  | nos
ML_FPFAU016 | Faucets | Single Lever, Wall mounted SS Sink Mixer |  |  | nos
ML_FPFAU017 | Faucets | Quarter-Turn, Basin Mixer without pop up |  |  | nos
ML_FPFAU019 | Faucets | Quarter-Turn, Wall mounted SS Sink cock |  |  | nos
ML_FPFAU020 | Faucets | Quarter-Turn, Wall mounted SS Sink Mixer |  |  | nos
ML_FPFAU021 | Faucets | Quarter-Turn, Tall Body Basin Mixer |  |  | nos
ML_FPFAU024 | Faucets | Half-Turn, Basin Mixer without pop up |  |  | nos
ML_FPFAU026 | Faucets | Half-Turn, Swan Neck Pillar cock with aerator |  |  | nos
ML_FPFAU028 | Faucets | Half-Turn, Wall mounted SS Sink cock |  |  | nos
ML_FPFAU029 | Faucets | Half-Turn, Wall mounted SS Sink Mixer |  |  | nos
ML_FPFAU031 | Faucets | Single Lever, Bib cock with wall flange |  |  | nos
ML_FPFAU032 | Faucets | Single Lever, Two way Bib cock |  |  | nos
ML_FPFAU033 | Faucets | Half-Turn, Bib cock with wall flange |  |  | nos
ML_FPFAU034 | Faucets | Half-Turn, Long Body Bib cock with wall flange |  |  | nos
ML_FPFAU035 | Faucets | Half-Turn, Two way Bib cock with wall flange |  |  | nos
ML_FPFAU036 | Faucets | Half-Turn, Angle Valve with wall flange |  |  | nos
ML_FPFAU037 | Faucets | Single Lever, Angle Valve with wall flange |  |  | nos
ML_FPFAU038 | Faucets | Quarter-Turn, Angle Valve with wall flange |  |  | nos
ML_FPFAU039 | Faucets | Push Type, Angle cock |  |  | nos
ML_FPFAU040 | Faucets | Quarter-Turn,Two way Angle Valve |  |  | nos
ML_FPFAU041 | Faucets | Push Type, Bib cock |  |  | nos
ML_FPFAU042 | Faucets | Quarter-Turn, Bib cock with wall flange |  |  | nos
ML_FPFAU043 | Faucets | Quarter-Turn, Bib cock with aerator |  |  | nos
ML_FPFAU044 | Faucets | Quarter-Turn, Long Body Bib cock with wall flange |  |  | nos
ML_FPFAU045 | Faucets | Quarter-Turn, Two way Bib cock with wall flange |  |  | nos
ML_FPFAU046 | Faucets | Quarter-Turn, Pillar cock with aerator |  |  | nos
ML_FPFAU047 | Faucets | Quarter-Turn, Tall Body Pillar Cock |  |  | nos
ML_FPFAU048 | Faucets | Quarter-Turn, Swan Neck Pillar Cock |  |  | nos
ML_FPFAU049 | Faucets | Half-Turn, Pillar cock with aerator |  |  | nos
ML_FPFAU050 | Faucets | Half-Turn, Pillar Tap |  |  | nos
ML_FPFAU051 | Faucets | Push Type, Pillar cock |  |  | nos
ML_FPFAU052 | Faucets | Single Lever, Concealed Stop cock upper trim |  |  | nos
ML_FPFAU053 | Faucets | Quarter-Turn, Concealed Stop cock upper trim |  |  | nos
ML_FPFAU054 | Faucets | Half-Turn, Concealed Stop cock upper trim |  |  | nos
ML_FPFAU055 | Faucets | Single Lever, Pillar Tap |  |  | nos
ML_FPFAU056 | Faucets | Single Lever, Pillar Tap with aerator |  |  | nos
ML_FPFAU057 | Faucets | Single Lever, Tall Pillar Tap |  |  | nos
ML_FPFAU058 | Faucets | Single Lever, Pillar Cock with Aerator |  |  | nos
ML_FPFAU059 | Faucets | Bib Tap |  |  | nos
ML_FPFAU060 | Faucets | Two way Bib Tap |  |  | nos
ML_FPFAU061 | Faucets | Sensor Tap |  |  | nos
ML_FPFAU062 | Faucets | Electronic Push pillar tap |  |  | nos
ML_FPFAU063 | Faucets | Electronic Push Bib Tap |  |  | nos
ML_FPFAU064 | Faucets | Health Faucet Abs With Rubbit Cleaning System, 1.25 M Long Pvc Flexible Tube & Abs Wall Hook |  |  | nos
ML_FPFAU065 | Faucets | Health Faucet Abs With Double Lock 1.2 Meter Stainless Steel Flexible Hose And Wall Hook |  |  | nos
ML_FPFAU066 | Faucets | Health Faucet Abs With 1.2m Flexible Pvc Tube & Wall Hook |  |  | nos
ML_FPFAU067 | Faucets | Health Faucet Abs With 120cm SS Flexible Tube & Abs Wall Hook |  |  | nos
ML_FPFAU068 | Faucets | Health Faucet Abs SS Braided Hose 1m with IV Hook |  |  | nos
ML_FPFAU069 | Faucets | Health faucet with 1.0mtr flexible tube(In Chrome finish) & wall hook |  |  | nos
ML_FPFAU070 | Faucets | Health faucet with 1.2mtr flexible pvc tube & wall hook |  |  | nos
ML_FPFAU071 | Faucets | PVC tap |  |  | nos
ML_FPFAU072 | Faucets | PVC angle valve |  |  | nos
ML_FPSH001 | Overhead Showers | Multi Flow Overhead Showers |  |  | nos
ML_FPSH002 | Overhead Showers | Multi Flow Removable Shower Plate Overhead Showers |  |  | nos
ML_FPSH004 | Overhead Showers | Single Flow Overhead Showers |  |  | nos
ML_FPSH005 | Overhead Showers | 5 Flow Overhead Showers |  |  | nos
ML_FPSH006 | Overhead Showers | Cloud Square Rain Shower |  |  | nos
ML_FPSH007 | Overhead Showers | Rain Shower of size 360x240 mm |  |  | nos
ML_FPSH008 | Overhead Showers | SS Square Rain Shower |  |  | nos
ML_FPSH009 | Overhead Showers | SS Round Rain Shower |  |  | nos
ML_FPSH010 | Shower Arm | Long Shower Arm 24 inches |  |  | nos
ML_FPSH011 | Shower Arm | Square Shower Arm 9 inches |  |  | nos
ML_FPSH012 | Shower Arm | Standard Shower Arm |  |  | nos
ML_FPSH026 | Shower mixer | Single Lever, Concealed Shower mixer upper trim |  |  | nos
ML_FPSH027 | Shower mixer | Single Lever, External Bath Shower Mixer |  |  | nos
ML_FPSH033 | Shower Divertor | Wall Spark Bath Spout with diverter |  |  | nos
ML_FPSH034 | Shower Divertor | CrushBath Spout with diverter |  |  | nos
ML_FPSH035 | Shower Divertor | Single Lever, Concealed Diverter upper trim |  |  | nos
ML_FPSH036 | Shower Divertor | 170mm Spout with diverter |  |  | nos
ML_FPSH037 | Hand Shower | 100 mm Multi Flow Hand Shower (With hose & clutch) |  |  | nos
ML_FPSH038 | Hand Shower | 80 mm Multi Flow Hand Shower (With hose & clutch) |  |  | nos
ML_FPSH039 | Hand Shower | 80 mm Single Flow Hand Shower (With hose & clutch) |  |  | nos
ML_FPSH040 | Hand Shower | 5 Flow Hand Shower(With hose & clutch) |  |  | nos
ML_SANAC001 | Toilet Accessories | Towel Ring Round with Round Flange |  |  | nos
ML_SANAC002 | Toilet Accessories | Towel Ring Square with Round Flange |  |  | nos
ML_SANAC003 | Toilet Accessories | Towel Rack 40mm |  |  | nos
ML_SANAC004 | Toilet Accessories | Towel Rack 600mm long without Hanger |  |  | nos
ML_SANAC005 | Toilet Accessories | Towel Rack 600mm long with Lower Hanger |  |  | nos
ML_SANAC006 | Toilet Accessories | Towel Rack 600mm long without lower Hangers but with 3 hooks |  |  | nos
ML_SANAC007 | Toilet Accessories | Glass Shelf 40mm & Tumbler |  |  | nos
ML_SANAC008 | Toilet Accessories | Glass Shelf 600mm long |  |  | nos
ML_SANAC009 | Toilet Accessories | Corner Glass Shelf |  |  | nos
ML_SANAC010 | Toilet Accessories | Soap Dispenser |  |  | nos
ML_SANAC011 | Toilet Accessories | Soap Dispenser With glass bottle |  |  | nos
ML_SANAC012 | Toilet Accessories | Soap Dish |  |  | nos
ML_SANAC013 | Toilet Accessories | Hanger |  |  | nos
ML_SANAC014 | Toilet Accessories | Toilet Roll Holder with flap |  |  | nos
ML_SANAC015 | Toilet Accessories | Shower Basket Small |  |  | nos
ML_SANAC016 | Toilet Accessories | Shower Basket Large |  |  | nos
ML_SANAC017 | Toilet Accessories | Grab Bar(SS)300mm Long |  |  | nos
ML_SANAC018 | Toilet Accessories | Grab Bar(SS)450mm Long |  |  | nos
ML_SANAC019 | Toilet Accessories | Grab Bar(SS)600mm Long |  |  | nos
ML_SANAC020 | Toilet Accessories | WC Brush Holder |  |  | nos
ML_SANAC021 | Toilet Accessories | Double paper Holder without cover |  |  | nos
ML_SANAC022 | Toilet Accessories | Right paper Holder |  |  | nos
ML_SANAC023 | Toilet Accessories | Swivel Tower Holder Twin Type |  |  | nos
ML_SANAC024 | Toilet Accessories | Towel Rail 300mm Long |  |  | nos
ML_SANAC025 | Toilet Accessories | Towel Rail 450mm Long |  |  | nos
ML_SANAC026 | Toilet Accessories | Towel Rail 600mm Long |  |  | nos
ML_SANAC027 | Toilet Accessories | Paper Holder |  |  | nos
ML_SANAC028 | Toilet Accessories | Tumbler Holder |  |  | nos
ML_SANAC029 | Toilet Accessories | Towel Ring Square |  |  | nos
ML_SANAC030 | Toilet Accessories | Paper Holder with cover |  |  | nos
ML_SANAC031 | Toilet Accessories | Robe Hook |  |  | nos
ML_SANAC032 | Toilet Accessories | Twin Robe Hook |  |  | nos
ML_SANAC033 | Toilet Accessories | Straight Shelf |  |  | nos
ML_SANAC034 | Toilet Accessories | Corner Shelf |  |  | nos
ML_SANAC035 | Toilet Accessories | Hand Grip 135 Left |  |  | nos
ML_SANAC036 | Toilet Accessories | Hand Grip 135 Right |  |  | nos
ML_SANAC037 | Toilet Accessories | Hand Grip 90 Left |  |  | nos
ML_SANAC038 | Toilet Accessories | Hand Grip 90 Right |  |  | nos
ML_SANAC039 | Toilet Accessories | Hand Grip 600mm |  |  | nos
ML_SANAC040 | Toilet Accessories | Hand Grip 450mm |  |  | nos
ML_SANAC041 | Toilet Accessories | Hinged Grip Rail |  |  | nos
ML_SANAC042 | Toilet Accessories | Extensible Cloth Line |  |  | nos
ML_SANAC043 | Toilet Accessories | Dustbin 3L |  |  | nos
ML_SANAC044 | Toilet Accessories | Connection Hose 1.5 ft. |  |  | nos
ML_SANAC045 | Toilet Accessories | Connection Hose 2 ft. |  |  | nos
ML_SANAC046 | Toilet Accessories | Shower Tray with embossed anti-slip of size 900x900 mm |  |  | nos
ML_FPSMP001 | Shampoo Bowl | Shampoo Bowl with chair |  |  | nos
ML_FPSMP002 | Shampoo Bowl | Shampoo Bowl without chair |  |  | nos
ML_FPSMP003 | Shampoo Bowl | Shampoo Bowl with portable & adjustable height type |  |  | nos
ML_FPFA001 | Fireman's axe | Fireman's axe |  |  | nos
ML_FPFB001 | Fire Bucket | Fire bucket 10L |  |  | nos
ML_FPFBS001 | Fire bucket stand | 2 fire bucket floor standing stand |  |  | nos
ML_FPFBS002 | Fire bucket stand | 4 fire bucket floor standing stand |  |  | nos
ML_FPFBS003 | Fire bucket stand | 6 fire bucket floor standing stand |  |  | nos
ML_FPFS001 | Flow switches | Flow switches |  |  | nos
ML_FPDEV001 | Deluge Valve | 40mm dia Diaphragm style Deluge Valve Groove-Groove (250 PSI) |  |  | nos
ML_FPDEV002 | Deluge Valve | 50mm dia Diaphragm style Deluge Valve Groove-Groove (250 PSI) |  |  | nos
ML_FPDEV003 | Deluge Valve | 75mm dia Diaphragm style Deluge Valve Groove-Groove (250 PSI) |  |  | nos
ML_FPDEV004 | Deluge Valve | 100mm dia Diaphragm style Deluge Valve Groove-Groove (250 PSI) |  |  | nos
ML_FPDEV005 | Deluge Valve | 150mm dia Diaphragm style Deluge Valve Groove-Groove (250 PSI) |  |  | nos
ML_FPDEV006 | Deluge Valve | 200mm dia Diaphragm style Deluge Valve Groove-Groove (250 PSI) |  |  | nos
ML_FPDEV007 | Deluge Valve | 40mm dia Diaphragm style Deluge Valve Thread-Thread (250 PSI) |  |  | nos
ML_FPDEV008 | Deluge Valve | 50mm dia Diaphragm style Deluge Valve Thread-Thread (250 PSI) |  |  | nos
ML_FPDEV009 | Deluge Valve | 75mm dia Diaphragm style Deluge Valve Flange-Groove (250 PSI) |  |  | nos
ML_FPDEV010 | Deluge Valve | 100mm dia Diaphragm style Deluge Valve Flange-Groove (250 PSI) |  |  | nos
ML_FPDEV011 | Deluge Valve | 150mm dia Diaphragm style Deluge Valve Flange-Groove (250 PSI) |  |  | nos
ML_FPDEV012 | Deluge Valve | 200mm dia Diaphragm style Deluge Valve Flange-Groove (250 PSI) |  |  | nos
ML_FPDEV013 | Deluge Valve | 75mm dia Diaphragm style Deluge Valve Flange-Flange (250 PSI) |  |  | nos
ML_FPDEV014 | Deluge Valve | 100mm dia Diaphragm style Deluge Valve Flange-Flange (250 PSI) |  |  | nos
ML_FPDEV015 | Deluge Valve | 150mm dia Diaphragm style Deluge Valve Flange-Flange (250 PSI) |  |  | nos
ML_FPDEV016 | Deluge Valve | 200mm dia Diaphragm style Deluge Valve Flange-Flange (250 PSI) |  |  | nos
ML_FPDEV017 | Deluge Valve | 40mm dia Wet Pilot Actuation Deluge Valve Groove-Groove |  |  | nos
ML_FPDEV018 | Deluge Valve | 40mm dia Wet Pilot Actuation Deluge Valve Thread-Thread |  |  | nos
ML_FPDEV019 | Deluge Valve | 50mm dia Wet Pilot Actuation Deluge Valve Groove-Groove |  |  | nos
ML_FPDEV020 | Deluge Valve | 50mm dia Wet Pilot Actuation Deluge Valve Thread-Thread |  |  | nos
ML_FPDEV021 | Deluge Valve | 75mm dia Wet Pilot Actuation Deluge Valve Groove-Groove |  |  | nos
ML_FPDEV022 | Deluge Valve | 75mm dia Wet Pilot Actuation Deluge Valve Flange-Flange |  |  | nos
ML_FPDEV023 | Deluge Valve | 75mm dia Wet Pilot Actuation Deluge Valve Flange-Groove |  |  | nos
ML_FPDEV024 | Deluge Valve | 100mm dia Wet Pilot Actuation Deluge Valve Groove-Groove |  |  | nos
ML_FPDEV025 | Deluge Valve | 100mm dia Wet Pilot Actuation Deluge Valve Flange-Flange |  |  | nos
ML_FPDEV026 | Deluge Valve | 100mm dia Wet Pilot Actuation Deluge Valve Flange-Groove |  |  | nos
ML_FPDEV027 | Deluge Valve | 150mm dia Wet Pilot Actuation Deluge Valve Groove-Groove |  |  | nos
ML_FPDEV028 | Deluge Valve | 150mm dia Wet Pilot Actuation Deluge Valve Flange-Flange |  |  | nos
ML_FPDEV029 | Deluge Valve | 150mm dia Wet Pilot Actuation Deluge Valve Flange-Groove |  |  | nos
ML_FPDEV030 | Deluge Valve | 200mm dia Wet Pilot Actuation Deluge Valve Groove-Groove |  |  | nos
ML_FPDEV031 | Deluge Valve | 200mm dia Wet Pilot Actuation Deluge Valve Flange-Flange |  |  | nos
ML_FPDEV032 | Deluge Valve | 200mm dia Wet Pilot Actuation Deluge Valve Flange-Groove |  |  | nos
ML_FPDEV033 | Deluge Valve | 40mm dia Dry Pilot Actuation Deluge Valve Groove-Groove |  |  | nos
ML_FPDEV034 | Deluge Valve | 40mm dia Dry Pilot Actuation Deluge Valve Thread-Thread |  |  | nos
ML_FPDEV035 | Deluge Valve | 50mm dia Dry Pilot Actuation Deluge Valve Groove-Groove |  |  | nos
ML_FPDEV036 | Deluge Valve | 50mm dia Dry Pilot Actuation Deluge Valve Thread-Thread |  |  | nos
ML_FPDEV037 | Deluge Valve | 75mm dia Dry Pilot Actuation Deluge Valve Groove-Groove |  |  | nos
ML_FPDEV038 | Deluge Valve | 75mm dia Dry Pilot Actuation Deluge Valve Flange-Flange |  |  | nos
ML_FPDEV039 | Deluge Valve | 75mm dia Dry Pilot Actuation Deluge Valve Flange-Groove |  |  | nos
ML_FPDEV040 | Deluge Valve | 100mm dia Dry Pilot Actuation Deluge Valve Groove-Groove |  |  | nos
ML_FPDEV041 | Deluge Valve | 100mm dia Dry Pilot Actuation Deluge Valve Flange-Flange |  |  | nos
ML_FPDEV042 | Deluge Valve | 100mm dia Dry Pilot Actuation Deluge Valve Flange-Groove |  |  | nos
ML_FPDEV043 | Deluge Valve | 150mm dia Dry Pilot Actuation Deluge Valve Groove-Groove |  |  | nos
ML_FPDEV044 | Deluge Valve | 150mm dia Dry Pilot Actuation Deluge Valve Flange-Flange |  |  | nos
ML_FPDEV045 | Deluge Valve | 150mm dia Dry Pilot Actuation Deluge Valve Flange-Groove |  |  | nos
ML_FPDEV046 | Deluge Valve | 200mm dia Dry Pilot Actuation Deluge Valve Groove-Groove |  |  | nos
ML_FPDEV047 | Deluge Valve | 200mm dia Dry Pilot Actuation Deluge Valve Flange-Flange |  |  | nos
ML_FPDEV048 | Deluge Valve | 200mm dia Dry Pilot Actuation Deluge Valve Flange-Groove |  |  | nos
ML_FPDEV049 | Deluge Valve | 40mm dia Electric Actuation Deluge Valve Groove-Groove |  |  | nos
ML_FPDEV050 | Deluge Valve | 40mm dia Electric Actuation Deluge Valve Thread-Thread |  |  | nos
ML_FPDEV051 | Deluge Valve | 50mm dia Electric Actuation Deluge Valve Groove-Groove |  |  | nos
ML_FPDEV052 | Deluge Valve | 50mm dia Electric Actuation Deluge Valve Thread-Thread |  |  | nos
ML_FPDEV053 | Deluge Valve | 75mm dia Electric Actuation Deluge Valve Groove-Groove |  |  | nos
ML_FPDEV054 | Deluge Valve | 75mm dia Electric Actuation Deluge Valve Flange-Flange |  |  | nos
ML_FPDEV055 | Deluge Valve | 75mm dia Electric Actuation Deluge Valve Flange-Groove |  |  | nos
ML_FPDEV056 | Deluge Valve | 100mm dia Electric Actuation Deluge Valve Groove-Groove |  |  | nos
ML_FPDEV057 | Deluge Valve | 100mm dia Electric Actuation Deluge Valve Flange-Flange |  |  | nos
ML_FPDEV058 | Deluge Valve | 100mm dia Electric Actuation Deluge Valve Flange-Groove |  |  | nos
ML_FPDEV059 | Deluge Valve | 150mm dia Electric Actuation Deluge Valve Groove-Groove |  |  | nos
ML_FPDEV060 | Deluge Valve | 150mm dia Electric Actuation Deluge Valve Flange-Flange |  |  | nos
ML_FPDEV061 | Deluge Valve | 150mm dia Electric Actuation Deluge Valve Flange-Groove |  |  | nos
ML_FPDEV062 | Deluge Valve | 200mm dia Electric Actuation Deluge Valve Groove-Groove |  |  | nos
ML_FPDEV063 | Deluge Valve | 200mm dia Electric Actuation Deluge Valve Flange-Flange |  |  | nos
ML_FPDEV064 | Deluge Valve | 200mm dia Electric Actuation Deluge Valve Flange-Groove |  |  | nos
ML_FPTKD001 | Trim Kit for Deluge Valve | 40mm dia Wet Pilot Actuation (Galvanised steel) |  |  | nos
ML_FPTKD002 | Trim Kit for Deluge Valve | 50mm dia Wet Pilot Actuation (Galvanised steel) |  |  | nos
ML_FPTKD003 | Trim Kit for Deluge Valve | 40mm dia Wet Pilot Actuation (Black steel) |  |  | nos
ML_FPTKD004 | Trim Kit for Deluge Valve | 50mm dia Wet Pilot Actuation (Black steel) |  |  | nos
ML_FPTKD005 | Trim Kit for Deluge Valve | 40mm dia Wet Pilot Actuation (Brass) |  |  | nos
ML_FPTKD006 | Trim Kit for Deluge Valve | 50mm dia Wet Pilot Actuation (Brass) |  |  | nos
ML_FPTKD007 | Trim Kit for Deluge Valve | 40mm dia Wet Pilot Actuation (Stainless Steel) |  |  | nos
ML_FPTKD008 | Trim Kit for Deluge Valve | 50mm dia Wet Pilot Actuation (Stainless Steel) |  |  | nos
ML_FPTKD009 | Trim Kit for Deluge Valve | 40mm dia Dry Pilot Actuation (Galvanised steel) |  |  | nos
ML_FPTKD010 | Trim Kit for Deluge Valve | 50mm dia Dry Pilot Actuation (Galvanised steel) |  |  | nos
ML_FPTKD011 | Trim Kit for Deluge Valve | 40mm dia Dry Pilot Actuation (Black steel) |  |  | nos
ML_FPTKD012 | Trim Kit for Deluge Valve | 50mm dia Dry Pilot Actuation (Black steel) |  |  | nos
ML_FPTKD013 | Trim Kit for Deluge Valve | 40mm dia Dry Pilot Actuation (Brass) |  |  | nos
ML_FPTKD014 | Trim Kit for Deluge Valve | 50mm dia Dry Pilot Actuation (Brass) |  |  | nos
ML_FPTKD015 | Trim Kit for Deluge Valve | 40mm dia Dry Pilot Actuation (Stainless Steel) |  |  | nos
ML_FPTKD016 | Trim Kit for Deluge Valve | 50mm dia Dry Pilot Actuation (Stainless Steel) |  |  | nos
ML_FPTKD017 | Trim Kit for Deluge Valve | 40mm dia Electric Pilot Actuation (Galvanised steel) |  |  | nos
ML_FPTKD018 | Trim Kit for Deluge Valve | 50mm dia Electric Pilot Actuation (Galvanised steel) |  |  | nos
ML_FPTKD019 | Trim Kit for Deluge Valve | 40mm dia Electric Pilot Actuation (Black steel) |  |  | nos
ML_FPTKD020 | Trim Kit for Deluge Valve | 50mm dia Electric Pilot Actuation (Black steel) |  |  | nos
ML_FPTKD021 | Trim Kit for Deluge Valve | 40mm dia Electric Pilot Actuation (Brass) |  |  | nos
ML_FPTKD022 | Trim Kit for Deluge Valve | 50mm dia Electric Pilot Actuation (Brass) |  |  | nos
ML_FPTKD023 | Trim Kit for Deluge Valve | 40mm dia Electric Pilot Actuation (Stainless Steel) |  |  | nos
ML_FPTKD024 | Trim Kit for Deluge Valve | 50mm dia Electric Pilot Actuation (Stainless Steel) |  |  | nos
ML_FPTKD025 | Trim Kit for Deluge Valve | 75mm dia Wet Pilot Actuation (Galvanised steel) |  |  | nos
ML_FPTKD026 | Trim Kit for Deluge Valve | 75mm dia Wet Pilot Actuation (Black steel) |  |  | nos
ML_FPTKD027 | Trim Kit for Deluge Valve | 75mm dia Wet Pilot Actuation (Brass) |  |  | nos
ML_FPTKD028 | Trim Kit for Deluge Valve | 75mm dia Wet Pilot Actuation (Stainless Steel) |  |  | nos
ML_FPTKD029 | Trim Kit for Deluge Valve | 75mm dia Dry Pilot Actuation (Galvanised steel) |  |  | nos
ML_FPTKD030 | Trim Kit for Deluge Valve | 75mm dia Dry Pilot Actuation (Black steel) |  |  | nos
ML_FPTKD031 | Trim Kit for Deluge Valve | 75mm dia Dry Pilot Actuation (Brass) |  |  | nos
ML_FPTKD032 | Trim Kit for Deluge Valve | 75mm dia Dry Pilot Actuation (Stainless Steel) |  |  | nos
ML_FPTKD033 | Trim Kit for Deluge Valve | 75mm dia Electric Pilot Actuation (Galvanised steel) |  |  | nos
ML_FPTKD034 | Trim Kit for Deluge Valve | 75mm dia Electric Pilot Actuation (Black steel) |  |  | nos
ML_FPTKD035 | Trim Kit for Deluge Valve | 75mm dia Electric Pilot Actuation (Brass) |  |  | nos
ML_FPTKD036 | Trim Kit for Deluge Valve | 75mm dia Electric Pilot Actuation (Stainless Steel) |  |  | nos
ML_FPTKD037 | Trim Kit for Deluge Valve | 100mm dia Wet Pilot Actuation (Galvanised steel) |  |  | nos
ML_FPTKD038 | Trim Kit for Deluge Valve | 150mm dia Wet Pilot Actuation (Galvanised steel) |  |  | nos
ML_FPTKD039 | Trim Kit for Deluge Valve | 200mm dia Wet Pilot Actuation (Galvanised steel) |  |  | nos
ML_FPTKD040 | Trim Kit for Deluge Valve | 100mm dia Wet Pilot Actuation (Black steel) |  |  | nos
ML_FPTKD041 | Trim Kit for Deluge Valve | 150mm dia Wet Pilot Actuation (Black steel) |  |  | nos
ML_FPTKD042 | Trim Kit for Deluge Valve | 200mm dia Wet Pilot Actuation (Black steel) |  |  | nos
ML_FPTKD043 | Trim Kit for Deluge Valve | 100mm dia Wet Pilot Actuation (Brass) |  |  | nos
ML_FPTKD044 | Trim Kit for Deluge Valve | 150mm dia Wet Pilot Actuation (Brass) |  |  | nos
ML_FPTKD045 | Trim Kit for Deluge Valve | 200mm dia Wet Pilot Actuation (Brass) |  |  | nos
ML_FPTKD046 | Trim Kit for Deluge Valve | 100mm dia Wet Pilot Actuation (Stainless Steel) |  |  | nos
ML_FPTKD047 | Trim Kit for Deluge Valve | 150mm dia Wet Pilot Actuation (Stainless Steel) |  |  | nos
ML_FPTKD048 | Trim Kit for Deluge Valve | 200mm dia Wet Pilot Actuation (Stainless Steel) |  |  | nos
ML_FPTKD049 | Trim Kit for Deluge Valve | 100mm dia Dry Pilot Actuation (Galvanised steel) |  |  | nos
ML_FPTKD050 | Trim Kit for Deluge Valve | 150mm dia Dry Pilot Actuation (Galvanised steel) |  |  | nos
ML_FPTKD051 | Trim Kit for Deluge Valve | 200mm dia Dry Pilot Actuation (Galvanised steel) |  |  | nos
ML_FPTKD052 | Trim Kit for Deluge Valve | 100mm dia Dry Pilot Actuation (Black steel) |  |  | nos
ML_FPTKD053 | Trim Kit for Deluge Valve | 150mm dia Dry Pilot Actuation (Black steel) |  |  | nos
ML_FPTKD054 | Trim Kit for Deluge Valve | 200mm dia Dry Pilot Actuation (Black steel) |  |  | nos
ML_FPTKD055 | Trim Kit for Deluge Valve | 100mm dia Dry Pilot Actuation (Brass) |  |  | nos
ML_FPTKD056 | Trim Kit for Deluge Valve | 150mm dia Dry Pilot Actuation (Brass) |  |  | nos
ML_FPTKD057 | Trim Kit for Deluge Valve | 200mm dia Dry Pilot Actuation (Brass) |  |  | nos
ML_FPTKD058 | Trim Kit for Deluge Valve | 100mm dia Dry Pilot Actuation (Stainless Steel) |  |  | nos
ML_FPTKD059 | Trim Kit for Deluge Valve | 150mm dia Dry Pilot Actuation (Stainless Steel) |  |  | nos
ML_FPTKD060 | Trim Kit for Deluge Valve | 200mm dia Dry Pilot Actuation (Stainless Steel) |  |  | nos
ML_FPTKD061 | Trim Kit for Deluge Valve | 100mm dia Electric Pilot Actuation (Galvanised steel) |  |  | nos
ML_FPTKD062 | Trim Kit for Deluge Valve | 150mm dia Electric Pilot Actuation (Galvanised steel) |  |  | nos
ML_FPTKD063 | Trim Kit for Deluge Valve | 200mm dia Electric Pilot Actuation (Galvanised steel) |  |  | nos
ML_FPTKD064 | Trim Kit for Deluge Valve | 100mm dia Electric Pilot Actuation (Black steel) |  |  | nos
ML_FPTKD065 | Trim Kit for Deluge Valve | 150mm dia Electric Pilot Actuation (Black steel) |  |  | nos
ML_FPTKD066 | Trim Kit for Deluge Valve | 200mm dia Electric Pilot Actuation (Black steel) |  |  | nos
ML_FPTKD067 | Trim Kit for Deluge Valve | 100mm dia Electric Pilot Actuation (Brass) |  |  | nos
ML_FPTKD068 | Trim Kit for Deluge Valve | 150mm dia Electric Pilot Actuation (Brass) |  |  | nos
ML_FPTKD069 | Trim Kit for Deluge Valve | 200mm dia Electric Pilot Actuation (Brass) |  |  | nos
ML_FPTKD070 | Trim Kit for Deluge Valve | 100mm dia Electric Pilot Actuation (Stainless Steel) |  |  | nos
ML_FPTKD071 | Trim Kit for Deluge Valve | 150mm dia Electric Pilot Actuation (Stainless Steel) |  |  | nos
ML_FPTKD072 | Trim Kit for Deluge Valve | 200mm dia Electric Pilot Actuation (Stainless Steel) |  |  | nos
ML_FPSV001 | Solenoid valve | 2 way 2 port NC 12mm 2/2 diaphragm operated SS solenoid valve |  |  | nos
ML_FPSV002 | Solenoid valve | 2 way 2 port NC 20mm 2/2 diaphragm operated SS solenoid valve |  |  | nos
ML_FPSV003 | Solenoid valve | 2 way 2 port NC 25mm 2/2 diaphragm operated SS solenoid valve |  |  | nos
ML_FPSV004 | Solenoid valve | 2 way 2 port NC 32mm 2/2 diaphragm operated SS solenoid valve |  |  | nos
ML_FPSV005 | Solenoid valve | 2 way 2 port NC 12mm 2/2 diaphragm operated brass solenoid valve |  |  | nos
ML_FPSV006 | Solenoid valve | 2 way 2 port NC 6mm 2/2 direct acting brass solenoid valve |  |  | nos
ML_FPSV007 | Solenoid valve | 2 way 2 port NC 6mm 2/2 direct acting SS solenoid valve |  |  | nos
ML_FPSV008 | Solenoid valve | 2 way 2 port NC 6mm 2/2 direct acting aluminum solenoid valve |  |  | nos
ML_FPSV009 | Solenoid valve | 2 way 2 port NC 12mm 2/2 direct acting brass solenoid valve |  |  | nos
ML_FPSV010 | Solenoid valve | 3 way 2 port NC 6mm 3/2 direct acting brass solenoid valve |  |  | nos
ML_FPSV011 | Solenoid valve | 3 way 2 port NC 6mm 3/2 direct acting SS solenoid valve |  |  | nos
ML_FPSV012 | Solenoid valve | 3 way 2 port NC 6mm 3/2 direct acting aluminum solenoid valve |  |  | nos
ML_FPSV013 | Solenoid valve | 3 way 2 port NC 12mm 3/2 direct acting brass solenoid valve |  |  | nos
ML_FPSV014 | Solenoid valve | 2 way 2 port NO 12mm 2/2 direct acting SS solenoid valve |  |  | nos
ML_FPSV015 | Solenoid valve | 2 way 2 port NO 20mm 2/2 direct acting SS solenoid valve |  |  | nos
ML_FPSV016 | Solenoid valve | 2 way 2 port NO 25mm 2/2 direct acting SS solenoid valve |  |  | nos
ML_FPSV017 | Solenoid valve | 2 way 2 port NO 32mm 2/2 direct acting SS solenoid valve |  |  | nos
ML_DEVA001 | Deluge Valve Accessories | Dry Pilot Actuator |  |  | nos
ML_DEVA002 | Deluge Valve Accessories | Alarm Switch |  |  | nos
ML_DEVA003 | Deluge Valve Accessories | Automatic Ball Drip Valve, Plunger Type |  |  | nos
ML_DEVA004 | Deluge Valve Accessories | Manual Control Station |  |  | nos
ML_DEVA005 | Deluge Valve Accessories | Pressure alarm Switch |  |  | nos
ML_DEVA006 | Deluge Valve Accessories | Monitor Switch |  |  | nos
ML_DEVA007 | Deluge Valve Accessories | Water Motor Alarm |  |  | nos
ML_DEVA009 | Deluge Valve Accessories | Automatic SS Shut-off Valve |  |  | nos
ML_WCN001 | Water Curtain Nozzle | 15mm dia Brass Water curtain Nozzle (K23) |  |  | nos
ML_WCN002 | Water Curtain Nozzle | 15mm dia Brass Water curtain Nozzle (K30) |  |  | nos
ML_WCN003 | Water Curtain Nozzle | 15mm dia Brass Water curtain Nozzle (K37) |  |  | nos
ML_WCN004 | Water Curtain Nozzle | 15mm dia Brass Water curtain Nozzle (K45) |  |  | nos
ML_WCN005 | Water Curtain Nozzle | 15mm dia Brass Water curtain Nozzle (K53) |  |  | nos
ML_WCN006 | Water Curtain Nozzle | 15mm dia Brass Water curtain Nozzle (K72) |  |  | nos
ML_WCN007 | Water Curtain Nozzle | 15mm dia Stainless Steel Water curtain Nozzle (K23) |  |  | nos
ML_WCN008 | Water Curtain Nozzle | 15mm dia Stainless Steel Water curtain Nozzle (K30) |  |  | nos
ML_WCN009 | Water Curtain Nozzle | 15mm dia Stainless Steel Water curtain Nozzle (K37) |  |  | nos
ML_WCN010 | Water Curtain Nozzle | 15mm dia Stainless Steel Water curtain Nozzle (K45) |  |  | nos
ML_WCN011 | Water Curtain Nozzle | 15mm dia Stainless Steel Water curtain Nozzle (K53) |  |  | nos
ML_WCN012 | Water Curtain Nozzle | 15mm dia Stainless Steel Water curtain Nozzle (K72) |  |  | nos
ML_WCN013 | Water Curtain Nozzle | 20mm dia Brass Water curtain Nozzle (K98) |  |  | nos
ML_WCN014 | Water Curtain Nozzle | 20mm dia Brass Water curtain Nozzle (K120) |  |  | nos
ML_WCN015 | Water Curtain Nozzle | 20mm dia Brass Water curtain Nozzle (K140) |  |  | nos
ML_WCN016 | Water Curtain Nozzle | 20mm dia Stainless Steel Water curtain Nozzle (K98) |  |  | nos
ML_WCN017 | Water Curtain Nozzle | 20mm dia Stainless Steel Water curtain Nozzle (K120) |  |  | nos
ML_WCN018 | Water Curtain Nozzle | 20mm dia Stainless Steel Water curtain Nozzle (K140) |  |  | nos
ML_FPLV001 | Landing Valve | G.M Landing Valve Single Outlet Type ‘A’ with blank cap and chain |  |  | nos
ML_FPLV002 | Landing Valve | S.S Landing Valve Single Outlet Type ‘A’ with blank cap and chain |  |  | nos
ML_FPLV003 | Landing Valve | G.M Landing Valve Double Outlet Type ‘B’ with blank cap and chain |  |  | nos
ML_FLNG001 | Flanges | 50mm dia MS flange as per IS 1538 & IS 14846 |  |  | nos
ML_FLNG002 | Flanges | 65mm dia MS flange as per IS 1538 & IS 14846 |  |  | nos
ML_FLNG003 | Flanges | 80mm dia MS flange as per IS 1538 & IS 14846 |  |  | nos
ML_FLNG004 | Flanges | 100mm dia MS flange as per IS 1538 & IS 14846 |  |  | nos
ML_FLNG005 | Flanges | 125mm dia MS flange as per IS 1538 & IS 14846 |  |  | nos
ML_FLNG006 | Flanges | 150mm dia MS flange as per IS 1538 & IS 14846 |  |  | nos
ML_FLNG007 | Flanges | 200mm dia MS flange as per IS 1538 & IS 14846 |  |  | nos
ML_FLNG008 | Flanges | 250mm dia MS flange as per IS 1538 & IS 14846 |  |  | nos
ML_FLNG009 | Flanges | 300mm dia MS flange as per IS 1538 & IS 14846 |  |  | nos
ML_FLNG010 | Flanges | 350mm dia MS flange as per IS 1538 & IS 14846 |  |  | nos
ML_FLNG011 | Flanges | 400mm dia MS flange as per IS 1538 & IS 14846 |  |  | nos
ML_FLNG012 | Flanges | 450mm dia MS flange as per IS 1538 & IS 14846 |  |  | nos
ML_FLNG013 | Flanges | 500mm dia MS flange as per IS 1538 & IS 14846 |  |  | nos
ML_FLNG014 | Flanges | 600mm dia MS flange as per IS 1538 & IS 14846 |  |  | nos
ML_FLNG015 | Flanges | 80mm dia MS flange as per IS 9523, PN 1.0 |  |  | nos
ML_FLNG016 | Flanges | 100mm dia MS flange as per IS 9523, PN 1.0 |  |  | nos
ML_FLNG017 | Flanges | 125mm dia MS flange as per IS 9523, PN 1.0 |  |  | nos
ML_FLNG018 | Flanges | 150mm dia MS flange as per IS 9523, PN 1.0 |  |  | nos
ML_FLNG019 | Flanges | 200mm dia MS flange as per IS 9523, PN 1.0 |  |  | nos
ML_FLNG020 | Flanges | 250mm dia MS flange as per IS 9523, PN 1.0 |  |  | nos
ML_FLNG021 | Flanges | 300mm dia MS flange as per IS 9523, PN 1.0 |  |  | nos
ML_FLNG022 | Flanges | 350mm dia MS flange as per IS 9523, PN 1.0 |  |  | nos
ML_FLNG023 | Flanges | 400mm dia MS flange as per IS 9523, PN 1.0 |  |  | nos
ML_FLNG024 | Flanges | 450mm dia MS flange as per IS 9523, PN 1.0 |  |  | nos
ML_FLNG025 | Flanges | 500mm dia MS flange as per IS 9523, PN 1.0 |  |  | nos
ML_FLNG026 | Flanges | 600mm dia MS flange as per IS 9523, PN 1.0 |  |  | nos
ML_FLNG027 | Flanges | 80mm dia MS flange as per IS 9523, PN 1.6 |  |  | nos
ML_FLNG028 | Flanges | 100mm dia MS flange as per IS 9523, PN 1.6 |  |  | nos
ML_FLNG029 | Flanges | 125mm dia MS flange as per IS 9523, PN 1.6 |  |  | nos
ML_FLNG030 | Flanges | 150mm dia MS flange as per IS 9523, PN 1.6 |  |  | nos
ML_FLNG031 | Flanges | 200mm dia MS flange as per IS 9523, PN 1.6 |  |  | nos
ML_FLNG032 | Flanges | 250mm dia MS flange as per IS 9523, PN 1.6 |  |  | nos
ML_FLNG033 | Flanges | 300mm dia MS flange as per IS 9523, PN 1.6 |  |  | nos
ML_FLNG034 | Flanges | 350mm dia MS flange as per IS 9523, PN 1.6 |  |  | nos
ML_FLNG035 | Flanges | 400mm dia MS flange as per IS 9523, PN 1.6 |  |  | nos
ML_FLNG036 | Flanges | 450mm dia MS flange as per IS 9523, PN 1.6 |  |  | nos
ML_FLNG037 | Flanges | 500mm dia MS flange as per IS 9523, PN 1.6 |  |  | nos
ML_FLNG038 | Flanges | 600mm dia MS flange as per IS 9523, PN 1.6 |  |  | nos
ML_FLNG039 | Flanges | 50mm dia MS flange as per Table D of BS 10 |  |  | nos
ML_FLNG040 | Flanges | 65mm dia MS flange as per Table D of BS 10 |  |  | nos
ML_FLNG041 | Flanges | 80mm dia MS flange as per Table D of BS 10 |  |  | nos
ML_FLNG042 | Flanges | 100mm dia MS flange as per Table D of BS 10 |  |  | nos
ML_FLNG043 | Flanges | 125mm dia MS flange as per Table D of BS 10 |  |  | nos
ML_FLNG044 | Flanges | 150mm dia MS flange as per Table D of BS 10 |  |  | nos
ML_FLNG045 | Flanges | 200mm dia MS flange as per Table D of BS 10 |  |  | nos
ML_FLNG046 | Flanges | 250mm dia MS flange as per Table D of BS 10 |  |  | nos
ML_FLNG047 | Flanges | 300mm dia MS flange as per Table D of BS 10 |  |  | nos
ML_FLNG048 | Flanges | 350mm dia MS flange as per Table D of BS 10 |  |  | nos
ML_FLNG049 | Flanges | 400mm dia MS flange as per Table D of BS 10 |  |  | nos
ML_FLNG050 | Flanges | 450mm dia MS flange as per Table D of BS 10 |  |  | nos
ML_FLNG051 | Flanges | 500mm dia MS flange as per Table D of BS 10 |  |  | nos
ML_FLNG052 | Flanges | 600mm dia MS flange as per Table D of BS 10 |  |  | nos
ML_FLNG053 | Flanges | 50mm dia MS flange as per Table E of BS 10 |  |  | nos
ML_FLNG054 | Flanges | 65mm dia MS flange as per Table E of BS 10 |  |  | nos
ML_FLNG055 | Flanges | 80mm dia MS flange as per Table E of BS 10 |  |  | nos
ML_FLNG056 | Flanges | 100mm dia MS flange as per Table E of BS 10 |  |  | nos
ML_FLNG057 | Flanges | 125mm dia MS flange as per Table E of BS 10 |  |  | nos
ML_FLNG058 | Flanges | 150mm dia MS flange as per Table E of BS 10 |  |  | nos
ML_FLNG059 | Flanges | 200mm dia MS flange as per Table E of BS 10 |  |  | nos
ML_FLNG060 | Flanges | 250mm dia MS flange as per Table E of BS 10 |  |  | nos
ML_FLNG061 | Flanges | 300mm dia MS flange as per Table E of BS 10 |  |  | nos
ML_FLNG062 | Flanges | 350mm dia MS flange as per Table E of BS 10 |  |  | nos
ML_FLNG063 | Flanges | 400mm dia MS flange as per Table E of BS 10 |  |  | nos
ML_FLNG064 | Flanges | 450mm dia MS flange as per Table E of BS 10 |  |  | nos
ML_FLNG065 | Flanges | 500mm dia MS flange as per Table E of BS 10 |  |  | nos
ML_FLNG066 | Flanges | 600mm dia MS flange as per Table E of BS 10 |  |  | nos
ML_FLNG067 | Flanges | 50mm dia MS flange as per Table F of BS 10 |  |  | nos
ML_FLNG068 | Flanges | 65mm dia MS flange as per Table F of BS 10 |  |  | nos
ML_FLNG069 | Flanges | 80mm dia MS flange as per Table F of BS 10 |  |  | nos
ML_FLNG070 | Flanges | 100mm dia MS flange as per Table F of BS 10 |  |  | nos
ML_FLNG071 | Flanges | 125mm dia MS flange as per Table F of BS 10 |  |  | nos
ML_FLNG072 | Flanges | 150mm dia MS flange as per Table F of BS 10 |  |  | nos
ML_FLNG073 | Flanges | 200mm dia MS flange as per Table F of BS 10 |  |  | nos
ML_FLNG074 | Flanges | 250mm dia MS flange as per Table F of BS 10 |  |  | nos
ML_FLNG075 | Flanges | 300mm dia MS flange as per Table F of BS 10 |  |  | nos
ML_FLNG076 | Flanges | 350mm dia MS flange as per Table F of BS 10 |  |  | nos
ML_FLNG077 | Flanges | 400mm dia MS flange as per Table F of BS 10 |  |  | nos
ML_FLNG078 | Flanges | 450mm dia MS flange as per Table F of BS 10 |  |  | nos
ML_FLNG079 | Flanges | 500mm dia MS flange as per Table F of BS 10 |  |  | nos
ML_FLNG080 | Flanges | 600mm dia MS flange as per Table F of BS 10 |  |  | nos
ML_FLNG081 | Flanges | 50mm dia MS flange as per Table H of BS 10 |  |  | nos
ML_FLNG082 | Flanges | 65mm dia MS flange as per Table H of BS 10 |  |  | nos
ML_FLNG083 | Flanges | 80mm dia MS flange as per Table H of BS 10 |  |  | nos
ML_FLNG084 | Flanges | 100mm dia MS flange as per Table H of BS 10 |  |  | nos
ML_FLNG085 | Flanges | 125mm dia MS flange as per Table H of BS 10 |  |  | nos
ML_FLNG086 | Flanges | 150mm dia MS flange as per Table H of BS 10 |  |  | nos
ML_FLNG087 | Flanges | 200mm dia MS flange as per Table H of BS 10 |  |  | nos
ML_FLNG088 | Flanges | 250mm dia MS flange as per Table H of BS 10 |  |  | nos
ML_FLNG089 | Flanges | 300mm dia MS flange as per Table H of BS 10 |  |  | nos
ML_FLNG090 | Flanges | 350mm dia MS flange as per Table H of BS 10 |  |  | nos
ML_FLNG091 | Flanges | 400mm dia MS flange as per Table H of BS 10 |  |  | nos
ML_FLNG092 | Flanges | 450mm dia MS flange as per Table H of BS 10 |  |  | nos
ML_FLNG093 | Flanges | 500mm dia MS flange as per Table H of BS 10 |  |  | nos
ML_FLNG094 | Flanges | 600mm dia MS flange as per Table H of BS 10 |  |  | nos
ML_FLNG095 | Flanges | 50mm dia MS flange as per ANSI B16.5 CL150 |  |  | nos
ML_FLNG096 | Flanges | 65mm dia MS flange as per ANSI B16.5 CL150 |  |  | nos
ML_FLNG097 | Flanges | 80mm dia MS flange as per ANSI B16.5 CL150 |  |  | nos
ML_FLNG098 | Flanges | 100mm dia MS flange |  |  | nos
ML_FLNG099 | Flanges | 125mm dia MS flange |  |  | nos
ML_FLNG100 | Flanges | 150mm dia MS flange |  |  | nos
ML_FLNG101 | Flanges | 200mm dia MS flange |  |  | nos
ML_FLNG102 | Flanges | 250mm dia MS flange |  |  | nos
ML_FLNG103 | Flanges | 300mm dia MS flange |  |  | nos
ML_FLNG104 | Flanges | 350mm dia MS flange |  |  | nos
ML_FLNG105 | Flanges | 400mm dia MS flange |  |  | nos
ML_FLNG106 | Flanges | 450mm dia MS flange |  |  | nos
ML_FLNG107 | Flanges | 500mm dia MS flange |  |  | nos
ML_FLNG108 | Flanges | 600mm dia MS flange |  |  | nos
ML_PFLNG001 | Puddle Flanges | 25mm dia MS puddle flange |  |  | nos
ML_PFLNG002 | Puddle Flanges | 32mm dia MS puddle flange |  |  | nos
ML_PFLNG003 | Puddle Flanges | 40mm dia MS puddle flange |  |  | nos
ML_PFLNG004 | Puddle Flanges | 50mm dia MS puddle flange |  |  | nos
ML_PFLNG005 | Puddle Flanges | 65mm dia MS puddle flange |  |  | nos
ML_PFLNG006 | Puddle Flanges | 80mm dia MS puddle flange |  |  | nos
ML_PFLNG007 | Puddle Flanges | 100mm dia MS puddle flange |  |  | nos
ML_PFLNG008 | Puddle Flanges | 125mm dia MS puddle flange |  |  | nos
ML_PFLNG009 | Puddle Flanges | 150mm dia MS puddle flange |  |  | nos
ML_PFLNG010 | Puddle Flanges | 200mm dia MS puddle flange |  |  | nos
ML_PFLNG011 | Puddle Flanges | 250mm dia MS puddle flange |  |  | nos
ML_PFLNG012 | Puddle Flanges | 300mm dia MS puddle flange |  |  | nos
ML_FPGA0001 | Aluminum Gutter Ancillaries | Downspout made of Aluminum of 2x3 inches dia |  |  | m
ML_FPGA0002 | Aluminum Gutter Ancillaries | Downspout made of Aluminum of 3x4 inches dia |  |  | m
ML_FPGA0003 | Aluminum Gutter Ancillaries | Downspout made of Aluminum of 4x5 inches dia |  |  | m
ML_FPGA0004 | Aluminum Gutter Ancillaries | Downspout made of Aluminum of 5x6 inches dia |  |  | m
ML_FPGA0005 | Copper Gutter Ancillaries | Downspout made of Copper of 2x3 inches dia |  |  | m
ML_FPGA0006 | Copper Gutter Ancillaries | Downspout made of Copper of 3x4 inches dia |  |  | m
ML_FPGA0007 | Copper Gutter Ancillaries | Downspout made of Copper of 4x5 inches dia |  |  | m
ML_FPGA0008 | Copper Gutter Ancillaries | Downspout made of Copper of 5x6 inches dia |  |  | m
ML_FPGA0009 | Steel Gutter Ancillaries | Downspout made of Steel of 2x3 inches dia |  |  | m
ML_FPGA0010 | Steel Gutter Ancillaries | Downspout made of Steel of 3x4 inches dia |  |  | m
ML_FPGA0011 | Steel Gutter Ancillaries | Downspout made of Steel of 4x5 inches dia |  |  | m
ML_FPGA0012 | Steel Gutter Ancillaries | Downspout made of Steel of 5x6 inches dia |  |  | m
ML_FPGA0013 | Zinc Gutter Ancillaries | Downspout made of Zinc of 2x3 inches dia |  |  | m
ML_FPGA0014 | Zinc Gutter Ancillaries | Downspout made of Zinc of 3x4 inches dia |  |  | m
ML_FPGA0015 | Zinc Gutter Ancillaries | Downspout made of Zinc of 4x5 inches dia |  |  | m
ML_FPGA0016 | Zinc Gutter Ancillaries | Downspout made of Zinc of 5x6 inches dia |  |  | m
ML_PSPDPU001 | Packaged, Submersible Drainage Pump Units | Packaged, Submersible Drainage Pump Units 200 LPM, 12 M with starter & control panel |  |  | nos
ML_PSPDPU002 | Packaged, Submersible Drainage Pump Units | Packaged, Submersible Drainage Pump Units 200 LPM, 15 M with starter & control panel |  |  | nos
ML_PSPDPU003 | Packaged, Submersible Drainage Pump Units | Packaged, Submersible Drainage Pump Units 200 LPM, 18 M with starter & control panel |  |  | nos
ML_PSPDPU004 | Packaged, Submersible Drainage Pump Units | Packaged, Submersible Drainage Pump Units 200 LPM, 20 M with starter & control panel |  |  | nos
ML_PSPDPU005 | Packaged, Submersible Drainage Pump Units | Packaged, Submersible Drainage Pump Units 250 LPM, 12 M with starter & control panel |  |  | nos
ML_PSPDPU006 | Packaged, Submersible Drainage Pump Units | Packaged, Submersible Drainage Pump Units 250 LPM, 15 M with starter & control panel |  |  | nos
ML_PSPDPU007 | Packaged, Submersible Drainage Pump Units | Packaged, Submersible Drainage Pump Units 250 LPM, 18 M with starter & control panel |  |  | nos
ML_PSPDPU008 | Packaged, Submersible Drainage Pump Units | Packaged, Submersible Drainage Pump Units 250 LPM, 20 M with starter & control panel |  |  | nos
ML_PSPDPU009 | Packaged, Submersible Drainage Pump Units | Packaged, Submersible Drainage Pump Units 285 LPM, 12 M with starter & control panel |  |  | nos
ML_PSPDPU010 | Packaged, Submersible Drainage Pump Units | Packaged, Submersible Drainage Pump Units 285 LPM, 15 M with starter & control panel |  |  | nos
ML_PSPDPU011 | Packaged, Submersible Drainage Pump Units | Packaged, Submersible Drainage Pump Units 285 LPM, 18 M with starter & control panel |  |  | nos
ML_PSPDPU012 | Packaged, Submersible Drainage Pump Units | Packaged, Submersible Drainage Pump Units 285 LPM, 20 M with starter & control panel |  |  | nos
ML_PSPDPU013 | Packaged, Submersible Drainage Pump Units | Packaged, Submersible Drainage Pump Units 320 LPM, 12 M with starter & control panel |  |  | nos
ML_PSPDPU014 | Packaged, Submersible Drainage Pump Units | Packaged, Submersible Drainage Pump Units 320 LPM, 15 M with starter & control panel |  |  | nos
ML_PSPDPU015 | Packaged, Submersible Drainage Pump Units | Packaged, Submersible Drainage Pump Units 320 LPM, 18 M with starter & control panel |  |  | nos
ML_PSPDPU016 | Packaged, Submersible Drainage Pump Units | Packaged, Submersible Drainage Pump Units 320 LPM, 20 M with starter & control panel |  |  | nos
ML_REDWH001 | Electric Domestic Water Heater | 10 Litre Residential, Electric Domestic Water Heater Vertical (Storage Type) |  |  | nos
ML_REDWH002 | Electric Domestic Water Heater | 15 Litre Residential, Electric Domestic Water Heater Vertical (Storage Type) |  |  | nos
ML_REDWH003 | Electric Domestic Water Heater | 25 Litre Residential, Electric Domestic Water Heater Vertical (Storage Type) |  |  | nos
ML_REDWH004 | Electric Domestic Water Heater | 35 Litre Residential, Electric Domestic Water Heater Vertical (Storage Type) |  |  | nos
ML_REDWH005 | Electric Domestic Water Heater | 50 Litre Residential, Electric Domestic Water Heater Vertical (Storage Type) |  |  | nos
ML_REDWH006 | Electric Domestic Water Heater | 15 Litre Residential, Electric Domestic Water Heater Horizontal (Storage Type) |  |  | nos
ML_REDWH007 | Electric Domestic Water Heater | 25 Litre Residential, Electric Domestic Water Heater Horizontal (Storage Type) |  |  | nos
ML_REDWH008 | Electric Domestic Water Heater | 35 Litre Residential, Electric Domestic Water Heater Horizontal (Storage Type) |  |  | nos
ML_REDWH009 | Electric Domestic Water Heater | 50 Litre Residential, Electric Domestic Water Heater Horizontal (Storage Type) |  |  | nos
ML_REDWH010 | Electric Domestic Water Heater | 3 Litre Instant water heater |  |  | nos
ML_REDWH011 | Electric Domestic Water Heater | 6 Litre Instant water heater |  |  | nos
ML_REDWH012 | Electric Domestic Water Heater | 10 Litre Instant water heater |  |  | nos
ML_REDWH013 | Electric Domestic Water Heater | 15 Litre Instant water heater |  |  | nos
ML_REDWH014 | Electric Domestic Water Heater | 25 Litre Instant water heater |  |  | nos
ML_REDWH015 | Electric Domestic Water Heater | 35 Litre Instant water heater |  |  | nos
ML_PPDPU001 | Packaged, Pedestal Drainage Pump Units | Packaged, Pedestal Drainage Pump Units 200 LPM, 12 M with starter & control panel |  |  | nos
ML_PPDPU002 | Packaged, Pedestal Drainage Pump Units | Packaged, Pedestal Drainage Pump Units 200 LPM, 15 M with starter & control panel |  |  | nos
ML_PPDPU003 | Packaged, Pedestal Drainage Pump Units | Packaged, Pedestal Drainage Pump Units 200 LPM, 18 M with starter & control panel |  |  | nos
ML_PPDPU004 | Packaged, Pedestal Drainage Pump Units | Packaged, Pedestal Drainage Pump Units 200 LPM, 20 M with starter & control panel |  |  | nos
ML_PPDPU005 | Packaged, Pedestal Drainage Pump Units | Packaged, Pedestal Drainage Pump Units 250 LPM, 12 M with starter & control panel |  |  | nos
ML_PPDPU006 | Packaged, Pedestal Drainage Pump Units | Packaged, Pedestal Drainage Pump Units 250 LPM, 15 M with starter & control panel |  |  | nos
ML_PPDPU007 | Packaged, Pedestal Drainage Pump Units | Packaged, Pedestal Drainage Pump Units 250 LPM, 18 M with starter & control panel |  |  | nos
ML_PPDPU008 | Packaged, Pedestal Drainage Pump Units | Packaged, Pedestal Drainage Pump Units 250 LPM, 20 M with starter & control panel |  |  | nos
ML_PPDPU009 | Packaged, Pedestal Drainage Pump Units | Packaged, Pedestal Drainage Pump Units 285 LPM, 12 M with starter & control panel |  |  | nos
ML_PPDPU010 | Packaged, Pedestal Drainage Pump Units | Packaged, Pedestal Drainage Pump Units 285 LPM, 15 M with starter & control panel |  |  | nos
ML_PPDPU011 | Packaged, Pedestal Drainage Pump Units | Packaged, Pedestal Drainage Pump Units 285 LPM, 18 M with starter & control panel |  |  | nos
ML_PPDPU012 | Packaged, Pedestal Drainage Pump Units | Packaged, Pedestal Drainage Pump Units 285 LPM, 20 M with starter & control panel |  |  | nos
ML_PPDPU013 | Packaged, Pedestal Drainage Pump Units | Packaged, Pedestal Drainage Pump Units 320 LPM, 12 M with starter & control panel |  |  | nos
ML_PPDPU014 | Packaged, Pedestal Drainage Pump Units | Packaged, Pedestal Drainage Pump Units 320 LPM, 15 M with starter & control panel |  |  | nos
ML_PPDPU015 | Packaged, Pedestal Drainage Pump Units | Packaged, Pedestal Drainage Pump Units 320 LPM, 18 M with starter & control panel |  |  | nos
ML_PPDPU016 | Packaged, Pedestal Drainage Pump Units | Packaged, Pedestal Drainage Pump Units 320 LPM, 20 M with starter & control panel |  |  | nos
ML_SO001 | Brick works Soakways | PVC Soakwell for 1700 Ltr |  |  | Set
ML_SO002 | Brick works Soakways | PVC Soakwell for 2100 Ltr |  |  | Set
ML_SO003 | Brick works Soakways | PVC Soakwell for 2500 Ltr |  |  | Set
ML_SO004 | Brick works Soakways | Soakways with Brick work Wall for 1700 Ltr |  |  | Set
ML_SO005 | Brick works Soakways | Soakways with Brick work Wall for 2100 Ltr |  |  | Set
ML_SO006 | Brick works Soakways | Soakways with Brick work Wall for 2500 Ltr |  |  | Set
ML_SO007 | RCC Honecomb Rings Soakways | Soakways with RCC Honecomb Rings Wall 1700 Ltr |  |  | Set
ML_SO008 | RCC Honecomb Rings Soakways | Soakways with RCC Honecomb Rings Wall 2100 Ltr |  |  | Set
ML_SO009 | RCC Honecomb Rings Soakways | Soakways with RCC Honecomb Rings Wall 2500 Ltr |  |  | Set
ML_SO010 | RCC Honecomb Block Soakways | Soakways with RCC Honecomb Block Wall 1700 Ltr |  |  | Set
ML_SO011 | RCC Honecomb Block Soakways | Soakways with RCC Honecomb Block Wall 2100 Ltr |  |  | Set
ML_SO012 | RCC Honecomb Block Soakways | Soakways with RCC Honecomb Block Wall 2500 Ltr |  |  | Set
ML_RU001 | Rungs | PVC Rungs |  |  | nos
ML_RU002 | Rungs | MS Rungs |  |  | Nos
ML_RST001 | Rainwater Storage Tanks | 1000 Liter SS Tank |  |  | nos
ML_RST002 | Rainwater Storage Tanks | 2000 Liter SS Tank |  |  | nos
ML_RST003 | Rainwater Storage Tanks | 3000 Liter SS Tank |  |  | nos
ML_RST004 | Rainwater Storage Tanks | 5000 Liter SS Tank |  |  | nos
ML_RST005 | Rainwater Storage Tanks | 10000 Liter SS Tank |  |  | nos
ML_RST006 | Rainwater Storage Tanks | 20000 Liter SS Tank |  |  | nos
ML_RST007 | Rainwater Storage Tanks | 1000 Liter HDPE Tank |  |  | nos
ML_RST008 | Rainwater Storage Tanks | 2000 Liter HDPE Tank |  |  | nos
ML_RST009 | Rainwater Storage Tanks | 3000 Liter HDPE Tank |  |  | nos
ML_RST010 | Rainwater Storage Tanks | 5000 Liter HDPE Tank |  |  | nos
ML_RST011 | Rainwater Storage Tanks | 10000 Liter HDPE Tank |  |  | nos
ML_RST012 | Rainwater Storage Tanks | 20000 Liter HDPE Tank |  |  | nos
ML_RST013 | Rainwater Storage Tanks | 1000 Liter Pre-cast RCC Tank |  |  | nos
ML_RST014 | Rainwater Storage Tanks | 2000 Liter Pre-cast RCC Tank |  |  | nos
ML_RST015 | Rainwater Storage Tanks | 3000 Liter Pre-cast RCC Tank |  |  | nos
ML_RST016 | Rainwater Storage Tanks | 5000 Liter Pre-cast RCC Tank |  |  | nos
ML_RST017 | Rainwater Storage Tanks | 10000 Liter Pre-cast RCC Tank |  |  | nos
ML_RST018 | Rainwater Storage Tanks | 20000 Liter Pre-cast RCC Tank |  |  | nos
ML_RST019 | Rainwater Storage Tanks | 1000 Liter Masonary Tank |  |  | nos
ML_RST020 | Rainwater Storage Tanks | 2000 Liter Masonary Tank |  |  | nos
ML_RST021 | Rainwater Storage Tanks | 3000 Liter Masonary Tank |  |  | nos
ML_RST022 | Rainwater Storage Tanks | 5000 Liter Masonary Tank |  |  | nos
ML_RST023 | Rainwater Storage Tanks | 10000 Liter Masonary Tank |  |  | nos
ML_RST024 | Rainwater Storage Tanks | 20000 Liter Masonary Tank |  |  | nos
ML_RST025 | Rainwater Storage Tanks | 1000 Liter FRP Tank |  |  | nos
ML_RST026 | Rainwater Storage Tanks | 2000 Liter FRP Tank |  |  | nos
ML_RST027 | Rainwater Storage Tanks | 3000 Liter FRP Tank |  |  | nos
ML_RST028 | Rainwater Storage Tanks | 5000 Liter FRP Tank |  |  | nos
ML_RST029 | Rainwater Storage Tanks | 10000 Liter FRP Tank |  |  | nos
ML_RST030 | Rainwater Storage Tanks | 20000 Liter FRP Tank |  |  | nos
ML_IDWHE001 | Heat Exchanger | Instantaneous Domestic Water Heat Exchangers 3 Ltr. |  |  | no.s
ML_IDWHE002 | Heat Exchanger | Instantaneous Domestic Water Heat Exchangers 6 Ltr |  |  | no.s
ML_IDWHE003 | Heat Exchanger | Instantaneous Domestic Water Heat Exchangers 10 Ltr. |  |  | no.s
ML_MGCS20_002 | Non Pressure Pipes | RCC Pipes -NP2 Class 150 mm Diameter |  |  | m
ML_MGCS20_003 | Non Pressure Pipes | RCC Pipes -NP2 Class 200 mm Diameter |  |  | m
ML_MGCS20_004 | Non Pressure Pipes | RCC Pipes -NP2 Class 250 mm Diameter |  |  | m
ML_MGCS20_005 | Non Pressure Pipes | RCC Pipes -NP2 Class 300 mm Diameter |  |  | m
ML_MGCS20_006 | Non Pressure Pipes | RCC Pipes -NP2 Class 350 mm Diameter |  |  | m
ML_MGCS20_007 | Non Pressure Pipes | RCC Pipes -NP2 Class 400 mm Diameter |  |  | m
ML_MGCS20_008 | Non Pressure Pipes | RCC Pipes -NP2 Class 450 mm Diameter |  |  | m
ML_MGCS20_009 | Non Pressure Pipes | RCC Pipes -NP2 Class 500 mm Diameter |  |  | m
ML_MGCS20_010 | Non Pressure Pipes | RCC Pipes -NP2 Class 600 mm Diameter |  |  | m
ML_MGCS20_011 | Non Pressure Pipes | RCC Pipes -NP2 Class 700 mm Diameter |  |  | m
ML_MGCS20_012 | Non Pressure Pipes | RCC Pipes -NP2 Class 800 mm Diameter |  |  | m
ML_MGCS20_013 | Non Pressure Pipes | RCC Pipes -NP2 Class 900 mm Diameter |  |  | m
ML_MGCS20_014 | Non Pressure Pipes | RCC Pipes -NP2 Class 1000 mm Diameter |  |  | m
ML_MGCS20_015 | Non Pressure Pipes | RCC Pipes -NP2 Class 1100 mm Diameter |  |  | m
ML_MGCS20_016 | Non Pressure Pipes | RCC Pipes -NP2 Class 1200 mm Diameter |  |  | m
ML_MGCS20_017 | Non Pressure Pipes | RCC Pipes -NP2 Class 1500 mm Diameter |  |  | m
ML_MGCS20_018 | Non Pressure Pipes | RCC Pipes -NP2 Class 2000 mm Diameter |  |  | m
ML_MGCS20_019 | Non Pressure Pipes | RCC Pipes -NP3 Class 100 mm Diameter |  |  | m
ML_MGCS20_020 | Non Pressure Pipes | RCC Pipes -NP3 Class 150 mm Diameter |  |  | m
ML_MGCS20_021 | Non Pressure Pipes | RCC Pipes -NP3 Class 200 mm Diameter |  |  | m
ML_MGCS20_022 | Non Pressure Pipes | RCC Pipes -NP3 Class 250 mm Diameter |  |  | m
ML_MGCS20_023 | Non Pressure Pipes | RCC Pipes -NP3 Class 300 mm Diameter |  |  | m
ML_MGCS20_024 | Non Pressure Pipes | RCC Pipes -NP3 Class 350 mm Diameter |  |  | m
ML_MGCS20_025 | Non Pressure Pipes | RCC Pipes -NP3 Class 400 mm Diameter |  |  | m
ML_MGCS20_026 | Non Pressure Pipes | RCC Pipes -NP3 Class 450 mm Diameter |  |  | m
ML_MGCS20_027 | Non Pressure Pipes | RCC Pipes -NP3 Class 500 mm Diameter |  |  | m
ML_MGCS20_028 | Non Pressure Pipes | RCC Pipes -NP3 Class 600 mm Diameter |  |  | m
ML_MGCS20_029 | Non Pressure Pipes | RCC Pipes -NP3 Class 700 mm Diameter |  |  | m
ML_MGCS20_030 | Non Pressure Pipes | RCC Pipes -NP3 Class 800 mm Diameter |  |  | m
ML_MGCS20_031 | Non Pressure Pipes | RCC Pipes -NP3 Class 750 mm Diameter |  |  | m
ML_MGCS20_032 | Non Pressure Pipes | RCC Pipes -NP3 Class 900 mm Diameter |  |  | m
ML_MGCS20_033 | Non Pressure Pipes | RCC Pipes -NP3 Class 1000 mm Diameter |  |  | m
ML_MGCS20_034 | Non Pressure Pipes | RCC Pipes -NP3 Class 1100 mm Diameter |  |  | m
ML_MGCS20_035 | Non Pressure Pipes | RCC Pipes -NP3 Class 1200 mm Diameter |  |  | m
ML_MGCS20_036 | Non Pressure Pipes | RCC Pipes -NP3 Class 1500 mm Diameter |  |  | m
ML_MGCS20_037 | Non Pressure Pipes | RCC Pipes -NP3 Class 2000 mm Diameter |  |  | m
ML_MGCS20_038 | Non Pressure Pipes | RCC Pipes -NP4 Class 100 mm Diameter |  |  | m
ML_MGCS20_039 | Non Pressure Pipes | RCC Pipes -NP4 Class 150 mm Diameter |  |  | m
ML_MGCS20_040 | Non Pressure Pipes | RCC Pipes -NP4 Class 200 mm Diameter |  |  | m
ML_MGCS20_041 | Non Pressure Pipes | RCC Pipes -NP4 Class 250 mm Diameter |  |  | m
ML_MGCS20_042 | Non Pressure Pipes | RCC Pipes -NP4 Class 300 mm Diameter |  |  | m
ML_MGCS20_043 | Non Pressure Pipes | RCC Pipes -NP4 Class 350 mm Diameter |  |  | m
ML_MGCS20_044 | Non Pressure Pipes | RCC Pipes -NP4 Class 400 mm Diameter |  |  | m
ML_MGCS20_045 | Non Pressure Pipes | RCC Pipes -NP4 Class 450 mm Diameter |  |  | m
ML_MGCS20_046 | Non Pressure Pipes | RCC Pipes -NP4 Class 500 mm Diameter |  |  | m
ML_MGCS20_047 | Non Pressure Pipes | RCC Pipes -NP4 Class 600 mm Diameter |  |  | m
ML_MGCS20_048 | Non Pressure Pipes | RCC Pipes -NP4 Class 700 mm Diameter |  |  | m
ML_MGCS20_049 | Non Pressure Pipes | RCC Pipes -NP4 Class 800 mm Diameter |  |  | m
ML_MGCS20_050 | Non Pressure Pipes | RCC Pipes -NP4 Class 900 mm Diameter |  |  | m
ML_MGCS20_051 | Non Pressure Pipes | RCC Pipes -NP4 Class 1000 mm Diameter |  |  | m
ML_MGCS20_052 | Non Pressure Pipes | RCC Pipes -NP4 Class 1100 mm Diameter |  |  | m
ML_MGCS20_053 | Non Pressure Pipes | RCC Pipes -NP4 Class 1200 mm Diameter |  |  | m
ML_MGCS20_054 | Non Pressure Pipes | RCC Pipes -NP4 Class 1500 mm Diameter |  |  | m
ML_MGCS20_055 | Non Pressure Pipes | RCC Pipes -NP4 Class 2000 mm Diameter |  |  | m
ML_MGCS176_001 | Gutter | Aluminium Gutter - K type |  |  | m
ML_MGCS176_002 | Gutter | Aluminium Gutter - Half round type |  |  | m
ML_MGCS176_005 | Gutter | Seemless Aluminium Gutter - K type |  |  | m
ML_MGCS176_006 | Gutter | Seemless Aluminium Gutter - Half round type |  |  | m
ML_MGCS176_007 | Gutter | Galvanized steel Gutter - K type |  |  | m
ML_MGCS176_008 | Gutter | Galvanized steel Gutter - Half round type |  |  | m
ML_MGCS176_009 | Gutter | Vinyl Gutter - K type |  |  | m
ML_MGCS176_010 | Gutter | Vinyl Gutter - Half round type |  |  | m
ML_MGCS176_011 | Gutter | Zinc Gutter - Half round type |  |  | m
ML_MGCS176_012 | Gutter | PVC Gutter - K type |  |  | m
ML_MGCS176_013 | Gutter | PVC Gutter - Half round type |  |  | m
ML_MGCS176_014 | Gutter | FRP Gutter |  |  | m
ML_HUPS0001 | Pipe Fittings- MS Bends | MS Bend 22.5 Degree 1" |  |  | nos
ML_HUPS0002 | Pipe Fittings- MS Bends | MS Bend 22.5 Degree 1-1/4" |  |  | nos
ML_HUPS0003 | Pipe Fittings- MS Bends | MS Bend 22.5 Degree 1-1/2" |  |  | nos
ML_HUPS0004 | Pipe Fittings- MS Bends | MS Bend 22.5 Degree 2" |  |  | nos
ML_HUPS0005 | Pipe Fittings- MS Bends | MS Bend 22.5 Degree 2-1/2" |  |  | nos
ML_HUPS0006 | Pipe Fittings- MS Bends | MS Bend 22.5 Degree 3" |  |  | nos
ML_HUPS0007 | Pipe Fittings- MS Bends | MS Bend 45 Degree 1" |  |  | nos
ML_HUPS0008 | Pipe Fittings- MS Bends | MS Bend 45 Degree 1-1/4" |  |  | nos
ML_HUPS0009 | Pipe Fittings- MS Bends | MS Bend 45 Degree 1-1/2" |  |  | nos
ML_HUPS0010 | Pipe Fittings- MS Bends | MS Bend 45 Degree 2" |  |  | nos
ML_HUPS0011 | Pipe Fittings- MS Bends | MS Bend 45 Degree 2-1/2" |  |  | nos
ML_HUPS0012 | Pipe Fittings- MS Bends | MS Bend 45 Degree 3" |  |  | nos
ML_HUPS0013 | Pipe Fittings- MS Bends | MS Bend 90 Degree 1" |  |  | nos
ML_HUPS0014 | Pipe Fittings- MS Bends | MS Bend 90 Degree 1-1/4" |  |  | nos
ML_HUPS0015 | Pipe Fittings- MS Bends | MS Bend 90 Degree 1-1/2" |  |  | nos
ML_HUPS0016 | Pipe Fittings- MS Bends | MS Bend 90 Degree 2" |  |  | nos
ML_HUPS0017 | Pipe Fittings- MS Bends | MS Bend 90 Degree 2-1/2" |  |  | nos
ML_HUPS0018 | Pipe Fittings- MS Bends | MS Bend 90 Degree 3" |  |  | nos
ML_HUPS0019 | Pipe Fittings- MS Bends | MS Bend 22.5 Degree 4" |  |  | nos
ML_HUPS0020 | Pipe Fittings- MS Bends | MS Bend 22.5 Degree 5" |  |  | nos
ML_HUPS0021 | Pipe Fittings- MS Bends | MS Bend 22.5 Degree 6" |  |  | nos
ML_HUPS0022 | Pipe Fittings- MS Bends | MS Bend 22.5 Degree 8" |  |  | nos
ML_HUPS0023 | Pipe Fittings- MS Bends | MS Bend 22.5 Degree 10" |  |  | nos
ML_HUPS0024 | Pipe Fittings- MS Bends | MS Bend 45 Degree 4" |  |  | nos
ML_HUPS0025 | Pipe Fittings- MS Bends | MS Bend 45 Degree 5" |  |  | nos
ML_HUPS0026 | Pipe Fittings- MS Bends | MS Bend 45 Degree 6" |  |  | nos
ML_HUPS0027 | Pipe Fittings- MS Bends | MS Bend 45 Degree 8" |  |  | nos
ML_HUPS0028 | Pipe Fittings- MS Bends | MS Bend 45 Degree 10" |  |  | nos
ML_HUPS0029 | Pipe Fittings- MS Bends | MS Bend 90 Degree 4" |  |  | nos
ML_HUPS0030 | Pipe Fittings- MS Bends | MS Bend 90 Degree 5" |  |  | nos
ML_HUPS0031 | Pipe Fittings- MS Bends | MS Bend 90 Degree 6" |  |  | nos
ML_HUPS0032 | Pipe Fittings- MS Bends | MS Bend 90 Degree 8" |  |  | nos
ML_HUPS0033 | Pipe Fittings- MS Bends | MS Bend 90 Degree 10" |  |  | nos
ML_HUPS0034 | Pipe Fittings- MS Bends | MS Bend 22.5 Degree 12" |  |  | nos
ML_HUPS0035 | Pipe Fittings- MS Bends | MS Bend 22.5 Degree 14" |  |  | nos
ML_HUPS0036 | Pipe Fittings- MS Bends | MS Bend 22.5 Degree 16" |  |  | nos
ML_HUPS0037 | Pipe Fittings- MS Bends | MS Bend 45 Degree 12" |  |  | nos
ML_HUPS0038 | Pipe Fittings- MS Bends | MS Bend 45 Degree 14" |  |  | nos
ML_HUPS0039 | Pipe Fittings- MS Bends | MS Bend 45 Degree 16" |  |  | nos
ML_HUPS0040 | Pipe Fittings- MS Bends | MS Bend 90 Degree 12" |  |  | nos
ML_HUPS0041 | Pipe Fittings- MS Bends | MS Bend 90 Degree 14" |  |  | nos
ML_HUPS0042 | Pipe Fittings- MS Bends | MS Bend 90 Degree 16" |  |  | nos
ML_HUPS0043 | Pipe Fittings- CPVC Bends | CPVC Bend 22.5 Degree 1" |  |  | nos
ML_HUPS0044 | Pipe Fittings- CPVC Bends | CPVC Bend 22.5 Degree 1-1/4" |  |  | nos
ML_HUPS0045 | Pipe Fittings- CPVC Bends | CPVC Bend 22.5 Degree 1-1/2" |  |  | nos
ML_HUPS0046 | Pipe Fittings- CPVC Bends | CPVC Bend 22.5 Degree 2" |  |  | nos
ML_HUPS0047 | Pipe Fittings- CPVC Bends | CPVC Bend 22.5 Degree 2-1/2" |  |  | nos
ML_HUPS0048 | Pipe Fittings- CPVC Bends | CPVC Bend 22.5 Degree 3" |  |  | nos
ML_HUPS0049 | Pipe Fittings- CPVC Bends | CPVC Bend 45 Degree 1" |  |  | nos
ML_HUPS0050 | Pipe Fittings- CPVC Bends | CPVC Bend 45 Degree 1-1/4" |  |  | nos
ML_HUPS0051 | Pipe Fittings- CPVC Bends | CPVC Bend 45 Degree 1-1/2" |  |  | nos
ML_HUPS0052 | Pipe Fittings- CPVC Bends | CPVC Bend 45 Degree 2" |  |  | nos
ML_HUPS0053 | Pipe Fittings- CPVC Bends | CPVC Bend 45 Degree 2-1/2" |  |  | nos
ML_HUPS0054 | Pipe Fittings- CPVC Bends | CPVC Bend 45 Degree 3" |  |  | nos
ML_HUPS0055 | Pipe Fittings- CPVC Bends | CPVC Bend 90 Degree 1" |  |  | nos
ML_HUPS0056 | Pipe Fittings- CPVC Bends | CPVC Bend 90 Degree 1-1/4" |  |  | nos
ML_HUPS0057 | Pipe Fittings- CPVC Bends | CPVC Bend 90 Degree 1-1/2" |  |  | nos
ML_HUPS0058 | Pipe Fittings- CPVC Bends | CPVC Bend 90 Degree 2" |  |  | nos
ML_HUPS0059 | Pipe Fittings- CPVC Bends | CPVC Bend 90 Degree 2-1/2" |  |  | nos
ML_HUPS0060 | Pipe Fittings- CPVC Bends | CPVC Bend 90 Degree 3" |  |  | nos
ML_HUPS0061 | Pipe Fittings- CPVC Bends | CPVC Bend 22.5 Degree 4" |  |  | nos
ML_HUPS0062 | Pipe Fittings- CPVC Bends | CPVC Bend 22.5 Degree 5" |  |  | nos
ML_HUPS0063 | Pipe Fittings- CPVC Bends | CPVC Bend 22.5 Degree 6" |  |  | nos
ML_HUPS0064 | Pipe Fittings- CPVC Bends | CPVC Bend 22.5 Degree 8" |  |  | nos
ML_HUPS0065 | Pipe Fittings- CPVC Bends | CPVC Bend 22.5 Degree 10" |  |  | nos
ML_HUPS0066 | Pipe Fittings- CPVC Bends | CPVC Bend 45 Degree 4" |  |  | nos
ML_HUPS0067 | Pipe Fittings- CPVC Bends | CPVC Bend 45 Degree 5" |  |  | nos
ML_HUPS0068 | Pipe Fittings- CPVC Bends | CPVC Bend 45 Degree 6" |  |  | nos
ML_HUPS0069 | Pipe Fittings- CPVC Bends | CPVC Bend 45 Degree 8" |  |  | nos
ML_HUPS0070 | Pipe Fittings- CPVC Bends | CPVC Bend 45 Degree 10" |  |  | nos
ML_HUPS0071 | Pipe Fittings- CPVC Bends | CPVC Bend 90 Degree 4" |  |  | nos
ML_HUPS0072 | Pipe Fittings- CPVC Bends | CPVC Bend 90 Degree 5" |  |  | nos
ML_HUPS0073 | Pipe Fittings- CPVC Bends | CPVC Bend 90 Degree 6" |  |  | nos
ML_HUPS0074 | Pipe Fittings- CPVC Bends | CPVC Bend 90 Degree 8" |  |  | nos
ML_HUPS0075 | Pipe Fittings- CPVC Bends | CPVC Bend 90 Degree 10" |  |  | nos
ML_HUPS0076 | Pipe Fittings- CPVC Bends | CPVC Bend 22.5 Degree 12" |  |  | nos
ML_HUPS0077 | Pipe Fittings- CPVC Bends | CPVC Bend 22.5 Degree 14" |  |  | nos
ML_HUPS0078 | Pipe Fittings- CPVC Bends | CPVC Bend 22.5 Degree 16" |  |  | nos
ML_HUPS0079 | Pipe Fittings- CPVC Bends | CPVC Bend 45 Degree 12" |  |  | nos
ML_HUPS0080 | Pipe Fittings- CPVC Bends | CPVC Bend 45 Degree 14" |  |  | nos
ML_HUPS0081 | Pipe Fittings- CPVC Bends | CPVC Bend 45 Degree 16" |  |  | nos
ML_HUPS0082 | Pipe Fittings- CPVC Bends | CPVC Bend 90 Degree 12" |  |  | nos
ML_HUPS0083 | Pipe Fittings- CPVC Bends | CPVC Bend 90 Degree 14" |  |  | nos
ML_HUPS0084 | Pipe Fittings- CPVC Bends | CPVC Bend 90 Degree 16" |  |  | nos
ML_HUPS0085 | Pipe Fittings- PVC Bends | PVC Bend 22.5 Degree 1" |  |  | nos
ML_HUPS0086 | Pipe Fittings- PVC Bends | PVC Bend 22.5 Degree 1-1/4" |  |  | nos
ML_HUPS0087 | Pipe Fittings- PVC Bends | PVC Bend 22.5 Degree 1-1/2" |  |  | nos
ML_HUPS0088 | Pipe Fittings- PVC Bends | PVC Bend 22.5 Degree 2" |  |  | nos
ML_HUPS0089 | Pipe Fittings- PVC Bends | PVC Bend 45 Degree 1" |  |  | nos
ML_HUPS0090 | Pipe Fittings- PVC Bends | PVC Bend 45 Degree 1-1/4" |  |  | nos
ML_HUPS0091 | Pipe Fittings- PVC Bends | PVC Bend 45 Degree 1-1/2" |  |  | nos
ML_HUPS0092 | Pipe Fittings- PVC Bends | PVC Bend 45 Degree 2" |  |  | nos
ML_HUPS0093 | Pipe Fittings- PVC Bends | PVC Bend 90 Degree 1" |  |  | nos
ML_HUPS0094 | Pipe Fittings- PVC Bends | PVC Bend 90 Degree 1-1/4" |  |  | nos
ML_HUPS0095 | Pipe Fittings- PVC Bends | PVC Bend 90 Degree 1-1/2" |  |  | nos
ML_HUPS0096 | Pipe Fittings- PVC Bends | PVC Bend 90 Degree 2" |  |  | nos
ML_HUPS0097 | Pipe Fittings- UPVC Bends | UPVC Bend 22.5 Degree 1" |  |  | nos
ML_HUPS0098 | Pipe Fittings- UPVC Bends | UPVC Bend 22.5 Degree 1-1/4" |  |  | nos
ML_HUPS0099 | Pipe Fittings- UPVC Bends | UPVC Bend 22.5 Degree 1-1/2" |  |  | nos
ML_HUPS0100 | Pipe Fittings- UPVC Bends | UPVC Bend 22.5 Degree 2" |  |  | nos
ML_HUPS0101 | Pipe Fittings- UPVC Bends | UPVC Bend 45 Degree 1" |  |  | nos
ML_HUPS0102 | Pipe Fittings- UPVC Bends | UPVC Bend 45 Degree 1-1/4" |  |  | nos
ML_HUPS0103 | Pipe Fittings- UPVC Bends | UPVC Bend 45 Degree 1-1/2" |  |  | nos
ML_HUPS0104 | Pipe Fittings- UPVC Bends | UPVC Bend 45 Degree 2" |  |  | nos
ML_HUPS0105 | Pipe Fittings- UPVC Bends | UPVC Bend 90 Degree 1" |  |  | nos
ML_HUPS0106 | Pipe Fittings- UPVC Bends | UPVC Bend 90 Degree 1-1/4" |  |  | nos
ML_HUPS0107 | Pipe Fittings- UPVC Bends | UPVC Bend 90 Degree 1-1/2" |  |  | nos
ML_HUPS0108 | Pipe Fittings- UPVC Bends | UPVC Bend 90 Degree 2" |  |  | nos
ML_HUPS0109 | Pipe Fittings- G.I Bends | G.I Bend 22.5 Degree 1" |  |  | nos
ML_HUPS0110 | Pipe Fittings- G.I Bends | G.I Bend 22.5 Degree 1-1/4" |  |  | nos
ML_HUPS0111 | Pipe Fittings- G.I Bends | G.I Bend 22.5 Degree 1-1/2" |  |  | nos
ML_HUPS0112 | Pipe Fittings- G.I Bends | G.I Bend 22.5 Degree 2" |  |  | nos
ML_HUPS0113 | Pipe Fittings- G.I Bends | G.I Bend 22.5 Degree 2-1/2" |  |  | nos
ML_HUPS0114 | Pipe Fittings- G.I Bends | G.I Bend 22.5 Degree 3" |  |  | nos
ML_HUPS0115 | Pipe Fittings- G.I Bends | G.I Bend 45 Degree 1" |  |  | nos
ML_HUPS0116 | Pipe Fittings- G.I Bends | G.I Bend 45 Degree 1-1/4" |  |  | nos
ML_HUPS0117 | Pipe Fittings- G.I Bends | G.I Bend 45 Degree 1-1/2" |  |  | nos
ML_HUPS0118 | Pipe Fittings- G.I Bends | G.I Bend 45 Degree 2" |  |  | nos
ML_HUPS0119 | Pipe Fittings- G.I Bends | G.I Bend 45 Degree 2-1/2" |  |  | nos
ML_HUPS0120 | Pipe Fittings- G.I Bends | G.I Bend 45 Degree 3" |  |  | nos
ML_HUPS0121 | Pipe Fittings- G.I Bends | G.I Bend 90 Degree 1" |  |  | nos
ML_HUPS0122 | Pipe Fittings- G.I Bends | G.I Bend 90 Degree 1-1/4" |  |  | nos
ML_HUPS0123 | Pipe Fittings- G.I Bends | G.I Bend 90 Degree 1-1/2" |  |  | nos
ML_HUPS0124 | Pipe Fittings- G.I Bends | G.I Bend 90 Degree 2" |  |  | nos
ML_HUPS0125 | Pipe Fittings- G.I Bends | G.I Bend 90 Degree 2-1/2" |  |  | nos
ML_HUPS0126 | Pipe Fittings- G.I Bends | G.I Bend 90 Degree 3" |  |  | nos
ML_HUPS0127 | Pipe Fittings- G.I Bends | G.I Bend 22.5 Degree 4" |  |  | nos
ML_HUPS0128 | Pipe Fittings- G.I Bends | G.I Bend 22.5 Degree 5" |  |  | nos
ML_HUPS0129 | Pipe Fittings- G.I Bends | G.I Bend 22.5 Degree 6" |  |  | nos
ML_HUPS0130 | Pipe Fittings- G.I Bends | G.I Bend 45 Degree 4" |  |  | nos
ML_HUPS0131 | Pipe Fittings- G.I Bends | G.I Bend 45 Degree 5" |  |  | nos
ML_HUPS0132 | Pipe Fittings- G.I Bends | G.I Bend 45 Degree 6" |  |  | nos
ML_HUPS0133 | Pipe Fittings- G.I Bends | G.I Bend 90 Degree 4" |  |  | nos
ML_HUPS0134 | Pipe Fittings- G.I Bends | G.I Bend 90 Degree 5" |  |  | nos
ML_HUPS0135 | Pipe Fittings- G.I Bends | G.I Bend 90 Degree 6" |  |  | nos
ML_HUPS0136 | Pipe Fittings- MS TEE | MS-Equal TEE -(1/2 X 1/2") |  |  | nos
ML_HUPS0137 | Pipe Fittings- MS TEE | MS-Equal TEE- (1X 1") |  |  | nos
ML_HUPS0138 | Pipe Fittings- MS TEE | MS-Equal TEE -(1-1/2 X 1-1/2") |  |  | nos
ML_HUPS0139 | Pipe Fittings- MS TEE | MS-Equal TEE- (2X 2") |  |  | nos
ML_HUPS0140 | Pipe Fittings- MS TEE | MS-Equal TEE-(2-1/2 X 2-1/2") |  |  | nos
ML_HUPS0141 | Pipe Fittings- MS TEE | MS-Equal TEE-(3 X 3") |  |  | nos
ML_HUPS0142 | Pipe Fittings- MS TEE | MS-Equal TEE-(3-1/2 X 3-1/2") |  |  | nos
ML_HUPS0143 | Pipe Fittings- MS TEE | MS-Equal TEE-(4X4") |  |  | nos
ML_HUPS0144 | Pipe Fittings- MS TEE | MS-Equal TEE-(4-1/2 X 4-1/2") |  |  | nos
ML_HUPS0145 | Pipe Fittings- MS TEE | MS-Equal TEE-(5X 5") |  |  | nos
ML_HUPS0146 | Pipe Fittings- MS TEE | MS-Equal TEE-(5-1/2 X 5-1/2") |  |  | nos
ML_HUPS0147 | Pipe Fittings- MS TEE | MS-Equal TEE -(6 X 6") |  |  | nos
ML_HUPS0148 | Pipe Fittings- MS TEE | MS-Unequal TEE -(1/2 X 3/8") |  |  | nos
ML_HUPS0149 | Pipe Fittings- MS TEE | MS-Unequal TEE- (1/2X 1/4") |  |  | nos
ML_HUPS0150 | Pipe Fittings- MS TEE | MS-Unequal TEE -(3/4 X 1/2") |  |  | nos
ML_HUPS0151 | Pipe Fittings- MS TEE | MS-Unequal TEE- (3/4X 3/8") |  |  | nos
ML_HUPS0152 | Pipe Fittings- MS TEE | MS-Unequal TEE-(1 X 3/4") |  |  | nos
ML_HUPS0153 | Pipe Fittings- MS TEE | MS-Unequal TEE-(1-1/4 X 1") |  |  | nos
ML_HUPS0154 | Pipe Fittings- MS TEE | MS-Unequal TEE-(1-1/2 X 1-1/4") |  |  | nos
ML_HUPS0155 | Pipe Fittings- MS TEE | MS-Unequal TEE-(2-1/2 X 1-1/4") |  |  | nos
ML_HUPS0156 | Pipe Fittings- MS TEE | MS-Unequal TEE-(2-1/2 X 1") |  |  | nos
ML_HUPS0157 | Pipe Fittings- MS TEE | MS-Unequal TEE-(3X 1") |  |  | nos
ML_HUPS0158 | Pipe Fittings- MS TEE | MS-Unequal TEE-(3X 2") |  |  | nos
ML_HUPS0159 | Pipe Fittings- MS TEE | MS-Unequal TEE -(4 X 3") |  |  | nos
ML_HUPS0160 | Pipe Fittings- MS TEE | MS-Unequal TEE -(4 X 2") |  |  | nos
ML_HUPS0161 | Pipe Fittings- MS TEE | MS-Unequal TEE -(4 X 1") |  |  | nos
ML_HUPS0162 | Pipe Fittings- CPVC TEE | CPVC-Equal TEE -(1/2 X 1/2") |  |  | nos
ML_HUPS0163 | Pipe Fittings- CPVC TEE | CPVC-Equal TEE- (1X 1") |  |  | nos
ML_HUPS0164 | Pipe Fittings- CPVC TEE | CPVC-Equal TEE -(1-1/2 X 1-1/2") |  |  | nos
ML_HUPS0165 | Pipe Fittings- CPVC TEE | CPVC-Equal TEE- (2X 2") |  |  | nos
ML_HUPS0166 | Pipe Fittings- CPVC TEE | CPVC-Equal TEE-(2-1/2 X 2-1/2") |  |  | nos
ML_HUPS0167 | Pipe Fittings- CPVC TEE | CPVC-Equal TEE-(3 X 3") |  |  | nos
ML_HUPS0168 | Pipe Fittings- CPVC TEE | CPVC-Equal TEE-(3-1/2 X 3-1/2") |  |  | nos
ML_HUPS0169 | Pipe Fittings- CPVC TEE | CPVC-Equal TEE-(4X4") |  |  | nos
ML_HUPS0170 | Pipe Fittings- CPVC TEE | CPVC-Equal TEE-(4-1/2 X 4-1/2") |  |  | nos
ML_HUPS0171 | Pipe Fittings- CPVC TEE | CPVC-Equal TEE-(5X 5") |  |  | nos
ML_HUPS0172 | Pipe Fittings- CPVC TEE | CPVC-Equal TEE-(5-1/2 X 5-1/2") |  |  | nos
ML_HUPS0173 | Pipe Fittings- CPVC TEE | CPVC-Equal TEE -(6 X 6") |  |  | nos
ML_HUPS0174 | Pipe Fittings- CPVC TEE | CPVC-Unequal TEE -(1/2 X 3/8") |  |  | nos
ML_HUPS0175 | Pipe Fittings- CPVC TEE | CPVC-Unequal TEE- (1/2X 1/4") |  |  | nos
ML_HUPS0176 | Pipe Fittings- CPVC TEE | CPVC-Unequal TEE -(3/4 X 1/2") |  |  | nos
ML_HUPS0177 | Pipe Fittings- CPVC TEE | CPVC-Unequal TEE- (3/4X 3/8") |  |  | nos
ML_HUPS0178 | Pipe Fittings- CPVC TEE | CPVC-Unequal TEE-(1 X 3/4") |  |  | nos
ML_HUPS0179 | Pipe Fittings- CPVC TEE | CPVC-Unequal TEE-(1-1/4 X 1") |  |  | nos
ML_HUPS0180 | Pipe Fittings- CPVC TEE | CPVC-Unequal TEE-(1-1/2 X 1-1/4") |  |  | nos
ML_HUPS0181 | Pipe Fittings- CPVC TEE | CPVC-Unequal TEE-(2-1/2 X 1-1/4") |  |  | nos
ML_HUPS0182 | Pipe Fittings- CPVC TEE | CPVC-Unequal TEE-(2-1/2 X 1") |  |  | nos
ML_HUPS0183 | Pipe Fittings- CPVC TEE | CPVC-Unequal TEE-(3X 1") |  |  | nos
ML_HUPS0184 | Pipe Fittings- CPVC TEE | CPVC-Unequal TEE-(3X 2") |  |  | nos
ML_HUPS0185 | Pipe Fittings- CPVC TEE | CPVC-Unequal TEE -(4 X 3") |  |  | nos
ML_HUPS0186 | Pipe Fittings- CPVC TEE | CPVC-Unequal TEE -(4 X 2") |  |  | nos
ML_HUPS0187 | Pipe Fittings- CPVC TEE | CPVC-Unequal TEE -(4 X 1") |  |  | nos
ML_HUPS0188 | Pipe Fittings- PVC TEE | PVC-Equal TEE -(1/2 X 1/2") |  |  | nos
ML_HUPS0189 | Pipe Fittings- PVC TEE | PVC-Equal TEE- (1X 1") |  |  | nos
ML_HUPS0190 | Pipe Fittings- PVC TEE | PVC-Equal TEE -(1-1/2 X 1-1/2") |  |  | nos
ML_HUPS0191 | Pipe Fittings- PVC TEE | PVC-Equal TEE- (2X 2") |  |  | nos
ML_HUPS0192 | Pipe Fittings- PVC TEE | PVC-Equal TEE-(2-1/2 X 2-1/2") |  |  | nos
ML_HUPS0193 | Pipe Fittings- PVC TEE | PVC-Equal TEE-(3 X 3") |  |  | nos
ML_HUPS0194 | Pipe Fittings- PVC TEE | PVC-Equal TEE-(3-1/2 X 3-1/2") |  |  | nos
ML_HUPS0195 | Pipe Fittings- PVC TEE | PVC-Equal TEE-(4X4") |  |  | nos
ML_HUPS0196 | Pipe Fittings- PVC TEE | PVC-Equal TEE-(4-1/2 X 4-1/2") |  |  | nos
ML_HUPS0197 | Pipe Fittings- PVC TEE | PVC-Equal TEE-(5X 5") |  |  | nos
ML_HUPS0198 | Pipe Fittings- PVC TEE | PVC-Equal TEE-(5-1/2 X 5-1/2") |  |  | nos
ML_HUPS0199 | Pipe Fittings- PVC TEE | PVC-Equal TEE -(6 X 6") |  |  | nos
ML_HUPS0200 | Pipe Fittings- PVC TEE | PVC-Unequal TEE -(1/2 X 3/8") |  |  | nos
ML_HUPS0201 | Pipe Fittings- PVC TEE | PVC-Unequal TEE- (1/2X 1/4") |  |  | nos
ML_HUPS0202 | Pipe Fittings- PVC TEE | PVC-Unequal TEE -(3/4 X 1/2") |  |  | nos
ML_HUPS0203 | Pipe Fittings- PVC TEE | PVC-Unequal TEE- (3/4X 3/8") |  |  | nos
ML_HUPS0204 | Pipe Fittings- PVC TEE | PVC-Unequal TEE-(1 X 3/4") |  |  | nos
ML_HUPS0205 | Pipe Fittings- PVC TEE | PVC-Unequal TEE-(1-1/4 X 1") |  |  | nos
ML_HUPS0206 | Pipe Fittings- PVC TEE | PVC-Unequal TEE-(1-1/2 X 1-1/4") |  |  | nos
ML_HUPS0207 | Pipe Fittings- PVC TEE | PVC-Unequal TEE-(2-1/2 X 1-1/4") |  |  | nos
ML_HUPS0208 | Pipe Fittings- PVC TEE | PVC-Unequal TEE-(2-1/2 X 1") |  |  | nos
ML_HUPS0209 | Pipe Fittings- PVC TEE | PVC-Unequal TEE-(3X 1") |  |  | nos
ML_HUPS0210 | Pipe Fittings- PVC TEE | PVC-Unequal TEE-(3X 2") |  |  | nos
ML_HUPS0211 | Pipe Fittings- PVC TEE | PVC-Unequal TEE -(4 X 3") |  |  | nos
ML_HUPS0212 | Pipe Fittings- PVC TEE | PVC-Unequal TEE -(4 X 2") |  |  | nos
ML_HUPS0213 | Pipe Fittings- PVC TEE | PVC-Unequal TEE -(4 X 1") |  |  | nos
ML_HUPS0214 | Pipe Fittings- UPVC TEE | UPVC-Equal TEE -(1/2 X 1/2") |  |  | nos
ML_HUPS0215 | Pipe Fittings- UPVC TEE | UPVC-Equal TEE- (1X 1") |  |  | nos
ML_HUPS0216 | Pipe Fittings- UPVC TEE | UPVC-Equal TEE -(1-1/2 X 1-1/2") |  |  | nos
ML_HUPS0217 | Pipe Fittings- UPVC TEE | UPVC-Equal TEE- (2X 2") |  |  | nos
ML_HUPS0218 | Pipe Fittings- UPVC TEE | UPVC-Equal TEE-(2-1/2 X 2-1/2") |  |  | nos
ML_HUPS0219 | Pipe Fittings- UPVC TEE | UPVC-Equal TEE-(3 X 3") |  |  | nos
ML_HUPS0220 | Pipe Fittings- UPVC TEE | UPVC-Equal TEE-(3-1/2 X 3-1/2") |  |  | nos
ML_HUPS0221 | Pipe Fittings- UPVC TEE | UPVC-Equal TEE-(4X4") |  |  | nos
ML_HUPS0222 | Pipe Fittings- UPVC TEE | UPVC-Equal TEE-(4-1/2 X 4-1/2") |  |  | nos
ML_HUPS0223 | Pipe Fittings- UPVC TEE | UPVC-Equal TEE-(5X 5") |  |  | nos
ML_HUPS0224 | Pipe Fittings- UPVC TEE | UPVC-Equal TEE-(5-1/2 X 5-1/2") |  |  | nos
ML_HUPS0225 | Pipe Fittings- UPVC TEE | UPVC-Equal TEE -(6 X 6") |  |  | nos
ML_HUPS0226 | Pipe Fittings- UPVC TEE | UPVC-Unequal TEE -(1/2 X 3/8") |  |  | nos
ML_HUPS0227 | Pipe Fittings- UPVC TEE | UPVC-Unequal TEE- (1/2X 1/4") |  |  | nos
ML_HUPS0228 | Pipe Fittings- UPVC TEE | UPVC-Unequal TEE -(3/4 X 1/2") |  |  | nos
ML_HUPS0229 | Pipe Fittings- UPVC TEE | UPVC-Unequal TEE- (3/4X 3/8") |  |  | nos
ML_HUPS0230 | Pipe Fittings- UPVC TEE | UPVC-Unequal TEE-(1 X 3/4") |  |  | nos
ML_HUPS0231 | Pipe Fittings- UPVC TEE | UPVC-Unequal TEE-(1-1/4 X 1") |  |  | nos
ML_HUPS0232 | Pipe Fittings- UPVC TEE | UPVC-Unequal TEE-(1-1/2 X 1-1/4") |  |  | nos
ML_HUPS0233 | Pipe Fittings- UPVC TEE | UPVC-Unequal TEE-(2-1/2 X 1-1/4") |  |  | nos
ML_HUPS0234 | Pipe Fittings- UPVC TEE | UPVC-Unequal TEE-(2-1/2 X 1") |  |  | nos
ML_HUPS0235 | Pipe Fittings- UPVC TEE | UPVC-Unequal TEE-(3X 1") |  |  | nos
ML_HUPS0236 | Pipe Fittings- UPVC TEE | UPVC-Unequal TEE-(3X 2") |  |  | nos
ML_HUPS0237 | Pipe Fittings- UPVC TEE | UPVC-Unequal TEE -(4 X 3") |  |  | nos
ML_HUPS0238 | Pipe Fittings- UPVC TEE | UPVC-Unequal TEE -(4 X 2") |  |  | nos
ML_HUPS0239 | Pipe Fittings- UPVC TEE | UPVC-Unequal TEE -(4 X 1") |  |  | nos
ML_HUPS0240 | Pipe Fittings- GI TEE | G.I-Equal TEE -(1/2 X 1/2") |  |  | nos
ML_HUPS0241 | Pipe Fittings- GI TEE | G.I-Equal TEE- (1X 1") |  |  | nos
ML_HUPS0242 | Pipe Fittings- GI TEE | G.I-Equal TEE -(1-1/2 X 1-1/2") |  |  | nos
ML_HUPS0243 | Pipe Fittings- GI TEE | G.I-Equal TEE- (2X 2") |  |  | nos
ML_HUPS0244 | Pipe Fittings- GI TEE | G.I-Equal TEE-(2-1/2 X 2-1/2") |  |  | nos
ML_HUPS0245 | Pipe Fittings- GI TEE | G.I-Equal TEE-(3 X 3") |  |  | nos
ML_HUPS0246 | Pipe Fittings- GI TEE | G.I-Equal TEE-(3-1/2 X 3-1/2") |  |  | nos
ML_HUPS0247 | Pipe Fittings- GI TEE | G.I-Equal TEE-(4X4") |  |  | nos
ML_HUPS0248 | Pipe Fittings- GI TEE | G.I-Equal TEE-(4-1/2 X 4-1/2") |  |  | nos
ML_HUPS0249 | Pipe Fittings- GI TEE | G.I-Equal TEE-(5X 5") |  |  | nos
ML_HUPS0250 | Pipe Fittings- GI TEE | G.I-Equal TEE-(5-1/2 X 5-1/2") |  |  | nos
ML_HUPS0251 | Pipe Fittings- GI TEE | G.I-Equal TEE -(6 X 6") |  |  | nos
ML_HUPS0252 | Pipe Fittings- GI TEE | G.I-Unequal TEE -(1/2 X 3/8") |  |  | nos
ML_HUPS0253 | Pipe Fittings- GI TEE | G.I-Unequal TEE- (1/2X 1/4") |  |  | nos
ML_HUPS0254 | Pipe Fittings- GI TEE | G.I-Unequal TEE -(3/4 X 1/2") |  |  | nos
ML_HUPS0255 | Pipe Fittings- GI TEE | G.I-Unequal TEE- (3/4X 3/8") |  |  | nos
ML_HUPS0256 | Pipe Fittings- GI TEE | G.I-Unequal TEE-(1 X 3/4") |  |  | nos
ML_HUPS0257 | Pipe Fittings- GI TEE | G.I-Unequal TEE-(1-1/4 X 1") |  |  | nos
ML_HUPS0258 | Pipe Fittings- GI TEE | G.I-Unequal TEE-(1-1/2 X 1-1/4") |  |  | nos
ML_HUPS0259 | Pipe Fittings- GI TEE | G.I-Unequal TEE-(2-1/2 X 1-1/4") |  |  | nos
ML_HUPS0260 | Pipe Fittings- GI TEE | G.I-Unequal TEE-(2-1/2 X 1") |  |  | nos
ML_HUPS0261 | Pipe Fittings- GI TEE | G.I-Unequal TEE-(3X 1") |  |  | nos
ML_HUPS0262 | Pipe Fittings- GI TEE | G.I-Unequal TEE-(3X 2") |  |  | nos
ML_HUPS0263 | Pipe Fittings- GI TEE | G.I-Unequal TEE -(4 X 3") |  |  | nos
ML_HUPS0264 | Pipe Fittings- GI TEE | G.I-Unequal TEE -(4 X 2") |  |  | nos
ML_HUPS0265 | Pipe Fittings- GI TEE | G.I-Unequal TEE -(4 X 1") |  |  | nos
ML_HUPS0266 | Pipe Fittings- MS Cross | MS-Equal Cross -(1/2 X 1/2") |  |  | nos
ML_HUPS0267 | Pipe Fittings- MS Cross | MS-Equal Cross- (1X 1") |  |  | nos
ML_HUPS0268 | Pipe Fittings- MS Cross | MS-Equal Cross -(1-1/2 X 1-1/2") |  |  | nos
ML_HUPS0269 | Pipe Fittings- MS Cross | MS-Equal Cross- (2X 2") |  |  | nos
ML_HUPS0270 | Pipe Fittings- MS Cross | MS-Equal Cross-(2-1/2 X 2-1/2") |  |  | nos
ML_HUPS0271 | Pipe Fittings- MS Cross | MS-Equal Cross-(3 X 3") |  |  | nos
ML_HUPS0272 | Pipe Fittings- MS Cross | MS-Equal Cross-(3-1/2 X 3-1/2") |  |  | nos
ML_HUPS0273 | Pipe Fittings- MS Cross | MS-Equal Cross-(4X4") |  |  | nos
ML_HUPS0274 | Pipe Fittings- MS Cross | MS-Equal Cross-(4-1/2 X 4-1/2") |  |  | nos
ML_HUPS0275 | Pipe Fittings- MS Cross | MS-Equal Cross-(5X 5") |  |  | nos
ML_HUPS0276 | Pipe Fittings- MS Cross | MS-Equal Cross-(5-1/2 X 5-1/2") |  |  | nos
ML_HUPS0277 | Pipe Fittings- MS Cross | MS-Equal Cross -(6 X 6") |  |  | nos
ML_HUPS0278 | Pipe Fittings- MS Cross | MS-Unequal Cross -(1/2 X 3/8") |  |  | nos
ML_HUPS0279 | Pipe Fittings- MS Cross | MS-Unequal Cross- (1/2X 1/4") |  |  | nos
ML_HUPS0280 | Pipe Fittings- MS Cross | MS-Unequal Cross -(3/4 X 1/2") |  |  | nos
ML_HUPS0281 | Pipe Fittings- MS Cross | MS-Unequal Cross- (3/4X 3/8") |  |  | nos
ML_HUPS0282 | Pipe Fittings- MS Cross | MS-Unequal Cross-(1 X 3/4") |  |  | nos
ML_HUPS0283 | Pipe Fittings- MS Cross | MS-Unequal Cross-(1-1/4 X 1") |  |  | nos
ML_HUPS0284 | Pipe Fittings- MS Cross | MS-Unequal Cross-(1-1/2 X 1-1/4") |  |  | nos
ML_HUPS0285 | Pipe Fittings- MS Cross | MS-Unequal Cross-(2-1/2 X 1-1/4") |  |  | nos
ML_HUPS0286 | Pipe Fittings- MS Cross | MS-Unequal Cross-(2-1/2 X 1") |  |  | nos
ML_HUPS0287 | Pipe Fittings- MS Cross | MS-Unequal Cross-(3X 1") |  |  | nos
ML_HUPS0288 | Pipe Fittings- MS Cross | MS-Unequal Cross-(3X 2") |  |  | nos
ML_HUPS0289 | Pipe Fittings- MS Cross | MS-Unequal Cross -(4 X 3") |  |  | nos
ML_HUPS0290 | Pipe Fittings- MS Cross | MS-Unequal Cross -(4 X 2") |  |  | nos
ML_HUPS0291 | Pipe Fittings- MS Cross | MS-Unequal Cross -(4 X 1") |  |  | nos
ML_HUPS0292 | Pipe Fittings- CPVC Cross | CPVC-Equal Cross -(1/2 X 1/2") |  |  | nos
ML_HUPS0293 | Pipe Fittings- CPVC Cross | CPVC-Equal Cross- (1X 1") |  |  | nos
ML_HUPS0294 | Pipe Fittings- CPVC Cross | CPVC-Equal Cross -(1-1/2 X 1-1/2") |  |  | nos
ML_HUPS0295 | Pipe Fittings- CPVC Cross | CPVC-Equal Cross- (2X 2") |  |  | nos
ML_HUPS0296 | Pipe Fittings- CPVC Cross | CPVC-Equal Cross-(2-1/2 X 2-1/2") |  |  | nos
ML_HUPS0297 | Pipe Fittings- CPVC Cross | CPVC-Equal Cross-(3 X 3") |  |  | nos
ML_HUPS0298 | Pipe Fittings- CPVC Cross | CPVC-Equal Cross-(3-1/2 X 3-1/2") |  |  | nos
ML_HUPS0299 | Pipe Fittings- CPVC Cross | CPVC-Equal Cross-(4X4") |  |  | nos
ML_HUPS0300 | Pipe Fittings- CPVC Cross | CPVC-Equal Cross-(4-1/2 X 4-1/2") |  |  | nos
ML_HUPS0301 | Pipe Fittings- CPVC Cross | CPVC-Equal Cross-(5X 5") |  |  | nos
ML_HUPS0302 | Pipe Fittings- CPVC Cross | CPVC-Equal Cross-(5-1/2 X 5-1/2") |  |  | nos
ML_HUPS0303 | Pipe Fittings- CPVC Cross | CPVC-Equal Cross -(6 X 6") |  |  | nos
ML_HUPS0304 | Pipe Fittings- CPVC Cross | CPVC-Unequal Cross -(1/2 X 3/8") |  |  | nos
ML_HUPS0305 | Pipe Fittings- CPVC Cross | CPVC-Unequal Cross- (1/2X 1/4") |  |  | nos
ML_HUPS0306 | Pipe Fittings- CPVC Cross | CPVC-Unequal Cross -(3/4 X 1/2") |  |  | nos
ML_HUPS0307 | Pipe Fittings- CPVC Cross | CPVC-Unequal Cross- (3/4X 3/8") |  |  | nos
ML_HUPS0308 | Pipe Fittings- CPVC Cross | CPVC-Unequal Cross-(1 X 3/4") |  |  | nos
ML_HUPS0309 | Pipe Fittings- CPVC Cross | CPVC-Unequal Cross-(1-1/4 X 1") |  |  | nos
ML_HUPS0310 | Pipe Fittings- CPVC Cross | CPVC-Unequal Cross-(1-1/2 X 1-1/4") |  |  | nos
ML_HUPS0311 | Pipe Fittings- CPVC Cross | CPVC-Unequal Cross-(2-1/2 X 1-1/4") |  |  | nos
ML_HUPS0312 | Pipe Fittings- CPVC Cross | CPVC-Unequal Cross-(2-1/2 X 1") |  |  | nos
ML_HUPS0313 | Pipe Fittings- CPVC Cross | CPVC-Unequal Cross-(3X 1") |  |  | nos
ML_HUPS0314 | Pipe Fittings- CPVC Cross | CPVC-Unequal Cross-(3X 2") |  |  | nos
ML_HUPS0315 | Pipe Fittings- CPVC Cross | CPVC-Unequal Cross -(4 X 3") |  |  | nos
ML_HUPS0316 | Pipe Fittings- CPVC Cross | CPVC-Unequal Cross -(4 X 2") |  |  | nos
ML_HUPS0317 | Pipe Fittings- CPVC Cross | CPVC-Unequal Cross -(4 X 1") |  |  | nos
ML_HUPS0318 | Pipe Fittings- PVC Cross | PVC-Equal Cross -(1/2 X 1/2") |  |  | nos
ML_HUPS0319 | Pipe Fittings- PVC Cross | PVC-Equal Cross- (1X 1") |  |  | nos
ML_HUPS0320 | Pipe Fittings- PVC Cross | PVC-Equal Cross -(1-1/2 X 1-1/2") |  |  | nos
ML_HUPS0321 | Pipe Fittings- PVC Cross | PVC-Equal Cross- (2X 2") |  |  | nos
ML_HUPS0322 | Pipe Fittings- PVC Cross | PVC-Equal Cross-(2-1/2 X 2-1/2") |  |  | nos
ML_HUPS0323 | Pipe Fittings- PVC Cross | PVC-Equal Cross-(3 X 3") |  |  | nos
ML_HUPS0324 | Pipe Fittings- PVC Cross | PVC-Equal Cross-(3-1/2 X 3-1/2") |  |  | nos
ML_HUPS0325 | Pipe Fittings- PVC Cross | PVC-Equal Cross-(4X4") |  |  | nos
ML_HUPS0326 | Pipe Fittings- PVC Cross | PVC-Equal Cross-(4-1/2 X 4-1/2") |  |  | nos
ML_HUPS0327 | Pipe Fittings- PVC Cross | PVC-Equal Cross-(5X 5") |  |  | nos
ML_HUPS0328 | Pipe Fittings- PVC Cross | PVC-Equal Cross-(5-1/2 X 5-1/2") |  |  | nos
ML_HUPS0329 | Pipe Fittings- PVC Cross | PVC-Equal Cross -(6 X 6") |  |  | nos
ML_HUPS0330 | Pipe Fittings- PVC Cross | PVC-Unequal Cross -(1/2 X 3/8") |  |  | nos
ML_HUPS0331 | Pipe Fittings- PVC Cross | PVC-Unequal Cross- (1/2X 1/4") |  |  | nos
ML_HUPS0332 | Pipe Fittings- PVC Cross | PVC-Unequal Cross -(3/4 X 1/2") |  |  | nos
ML_HUPS0333 | Pipe Fittings- PVC Cross | PVC-Unequal Cross- (3/4X 3/8") |  |  | nos
ML_HUPS0334 | Pipe Fittings- PVC Cross | PVC-Unequal Cross-(1 X 3/4") |  |  | nos
ML_HUPS0335 | Pipe Fittings- PVC Cross | PVC-Unequal Cross-(1-1/4 X 1") |  |  | nos
ML_HUPS0336 | Pipe Fittings- PVC Cross | PVC-Unequal Cross-(1-1/2 X 1-1/4") |  |  | nos
ML_HUPS0337 | Pipe Fittings- PVC Cross | PVC-Unequal Cross-(2-1/2 X 1-1/4") |  |  | nos
ML_HUPS0338 | Pipe Fittings- PVC Cross | PVC-Unequal Cross-(2-1/2 X 1") |  |  | nos
ML_HUPS0339 | Pipe Fittings- PVC Cross | PVC-Unequal Cross-(3X 1") |  |  | nos
ML_HUPS0340 | Pipe Fittings- PVC Cross | PVC-Unequal Cross-(3X 2") |  |  | nos
ML_HUPS0341 | Pipe Fittings- PVC Cross | PVC-Unequal Cross -(4 X 3") |  |  | nos
ML_HUPS0342 | Pipe Fittings- PVC Cross | PVC-Unequal Cross -(4 X 2") |  |  | nos
ML_HUPS0343 | Pipe Fittings- PVC Cross | PVC-Unequal Cross -(4 X 1") |  |  | nos
ML_HUPS0344 | Pipe Fittings- UPVC Cross | UPVC-Equal Cross -(1/2 X 1/2") |  |  | nos
ML_HUPS0345 | Pipe Fittings- UPVC Cross | UPVC-Equal Cross- (1X 1") |  |  | nos
ML_HUPS0346 | Pipe Fittings- UPVC Cross | UPVC-Equal Cross -(1-1/2 X 1-1/2") |  |  | nos
ML_HUPS0347 | Pipe Fittings- UPVC Cross | UPVC-Equal Cross- (2X 2") |  |  | nos
ML_HUPS0348 | Pipe Fittings- UPVC Cross | UPVC-Equal Cross-(2-1/2 X 2-1/2") |  |  | nos
ML_HUPS0349 | Pipe Fittings- UPVC Cross | UPVC-Equal Cross-(3 X 3") |  |  | nos
ML_HUPS0350 | Pipe Fittings- UPVC Cross | UPVC-Equal Cross-(3-1/2 X 3-1/2") |  |  | nos
ML_HUPS0351 | Pipe Fittings- UPVC Cross | UPVC-Equal Cross-(4X4") |  |  | nos
ML_HUPS0352 | Pipe Fittings- UPVC Cross | UPVC-Equal Cross-(4-1/2 X 4-1/2") |  |  | nos
ML_HUPS0353 | Pipe Fittings- UPVC Cross | UPVC-Equal Cross-(5X 5") |  |  | nos
ML_HUPS0354 | Pipe Fittings- UPVC Cross | UPVC-Equal Cross-(5-1/2 X 5-1/2") |  |  | nos
ML_HUPS0355 | Pipe Fittings- UPVC Cross | UPVC-Equal Cross -(6 X 6") |  |  | nos
ML_HUPS0356 | Pipe Fittings- UPVC Cross | UPVC-Unequal Cross -(1/2 X 3/8") |  |  | nos
ML_HUPS0357 | Pipe Fittings- UPVC Cross | UPVC-Unequal Cross- (1/2X 1/4") |  |  | nos
ML_HUPS0358 | Pipe Fittings- UPVC Cross | UPVC-Unequal Cross -(3/4 X 1/2") |  |  | nos
ML_HUPS0359 | Pipe Fittings- UPVC Cross | UPVC-Unequal Cross- (3/4X 3/8") |  |  | nos
ML_HUPS0360 | Pipe Fittings- UPVC Cross | UPVC-Unequal Cross-(1 X 3/4") |  |  | nos
ML_HUPS0361 | Pipe Fittings- UPVC Cross | UPVC-Unequal Cross-(1-1/4 X 1") |  |  | nos
ML_HUPS0362 | Pipe Fittings- UPVC Cross | UPVC-Unequal Cross-(1-1/2 X 1-1/4") |  |  | nos
ML_HUPS0363 | Pipe Fittings- UPVC Cross | UPVC-Unequal Cross-(2-1/2 X 1-1/4") |  |  | nos
ML_HUPS0364 | Pipe Fittings- UPVC Cross | UPVC-Unequal Cross-(2-1/2 X 1") |  |  | nos
ML_HUPS0365 | Pipe Fittings- UPVC Cross | UPVC-Unequal Cross-(3X 1") |  |  | nos
ML_HUPS0366 | Pipe Fittings- UPVC Cross | UPVC-Unequal Cross-(3X 2") |  |  | nos
ML_HUPS0367 | Pipe Fittings- UPVC Cross | UPVC-Unequal Cross -(4 X 3") |  |  | nos
ML_HUPS0368 | Pipe Fittings- UPVC Cross | UPVC-Unequal Cross -(4 X 2") |  |  | nos
ML_HUPS0369 | Pipe Fittings- UPVC Cross | UPVC-Unequal Cross -(4 X 1") |  |  | nos
ML_HUPS0370 | Pipe Fittings- G.I Cross | G.I-Equal Cross -(1/2 X 1/2") |  |  | nos
ML_HUPS0371 | Pipe Fittings- G.I Cross | G.I-Equal Cross- (1X 1") |  |  | nos
ML_HUPS0372 | Pipe Fittings- G.I Cross | G.I-Equal Cross -(1-1/2 X 1-1/2") |  |  | nos
ML_HUPS0373 | Pipe Fittings- G.I Cross | G.I-Equal Cross- (2X 2") |  |  | nos
ML_HUPS0374 | Pipe Fittings- G.I Cross | G.I-Equal Cross-(2-1/2 X 2-1/2") |  |  | nos
ML_HUPS0375 | Pipe Fittings- G.I Cross | G.I-Equal Cross-(3 X 3") |  |  | nos
ML_HUPS0376 | Pipe Fittings- G.I Cross | G.I-Equal Cross-(3-1/2 X 3-1/2") |  |  | nos
ML_HUPS0377 | Pipe Fittings- G.I Cross | G.I-Equal Cross-(4X4") |  |  | nos
ML_HUPS0378 | Pipe Fittings- G.I Cross | G.I-Equal Cross-(4-1/2 X 4-1/2") |  |  | nos
ML_HUPS0379 | Pipe Fittings- G.I Cross | G.I-Equal Cross-(5X 5") |  |  | nos
ML_HUPS0380 | Pipe Fittings- G.I Cross | G.I-Equal Cross-(5-1/2 X 5-1/2") |  |  | nos
ML_HUPS0381 | Pipe Fittings- G.I Cross | G.I-Equal Cross -(6 X 6") |  |  | nos
ML_HUPS0382 | Pipe Fittings- G.I Cross | G.I-Unequal Cross -(1/2 X 3/8") |  |  | nos
ML_HUPS0383 | Pipe Fittings- G.I Cross | G.I-Unequal Cross- (1/2X 1/4") |  |  | nos
ML_HUPS0384 | Pipe Fittings- G.I Cross | G.I-Unequal Cross -(3/4 X 1/2") |  |  | nos
ML_HUPS0385 | Pipe Fittings- G.I Cross | G.I-Unequal Cross- (3/4X 3/8") |  |  | nos
ML_HUPS0386 | Pipe Fittings- G.I Cross | G.I-Unequal Cross-(1 X 3/4") |  |  | nos
ML_HUPS0387 | Pipe Fittings- G.I Cross | G.I-Unequal Cross-(1-1/4 X 1") |  |  | nos
ML_HUPS0388 | Pipe Fittings- G.I Cross | G.I-Unequal Cross-(1-1/2 X 1-1/4") |  |  | nos
ML_HUPS0389 | Pipe Fittings- G.I Cross | G.I-Unequal Cross-(2-1/2 X 1-1/4") |  |  | nos
ML_HUPS0390 | Pipe Fittings- G.I Cross | G.I-Unequal Cross-(2-1/2 X 1") |  |  | nos
ML_HUPS0391 | Pipe Fittings- G.I Cross | G.I-Unequal Cross-(3X 1") |  |  | nos
ML_HUPS0392 | Pipe Fittings- G.I Cross | G.I-Unequal Cross-(3X 2") |  |  | nos
ML_HUPS0393 | Pipe Fittings- G.I Cross | G.I-Unequal Cross -(4 X 3") |  |  | nos
ML_HUPS0394 | Pipe Fittings- G.I Cross | G.I-Unequal Cross -(4 X 2") |  |  | nos
ML_HUPS0395 | Pipe Fittings- G.I Cross | G.I-Unequal Cross -(4 X 1") |  |  | nos
ML_HUPS0396 | Pipe Fittings- Plug | Plug-1/2" |  |  | nos
ML_HUPS0397 | Pipe Fittings- Plug | Plug-3/4" |  |  | nos
ML_HUPS0398 | Pipe Fittings- Plug | Plug-1" |  |  | nos
ML_HUPS0399 | Pipe Fittings- Plug | Plug-1-1/4" |  |  | nos
ML_HUPS0400 | Pipe Fittings- Plug | Plug-1-1/2" |  |  | nos
ML_HUPS0401 | Pipe Fittings- Plug | Plug-2" |  |  | nos
ML_HUPS0402 | Pipe Fittings- Plug | Plug-2-1/2" |  |  | nos
ML_HUPS0403 | Pipe Fittings- Plug | Plug-3" |  |  | nos
ML_HUPS0404 | Pipe Fittings- Plug | Plug-4" |  |  | nos
ML_HUPS0405 | Pipe Fittings- Plug | Plug-5" |  |  | nos
ML_HUPS0406 | Pipe Fittings- Plug | Plug-6" |  |  | nos
ML_HUPS0407 | Pipe Fittings- Plug | Plug-10" |  |  | nos
ML_HUPS0408 | Pipe Fittings- Plug | Plug-12" |  |  | nos
ML_HUPS0409 | Pipe Fittings- Plug | Plug-14" |  |  | nos
ML_HUPS0410 | Pipe Fittings- Plug | Plug-16" |  |  | nos
ML_HUPS0411 | Pipe Fittings- Plug | Plug-18" |  |  | nos
ML_HUPS0412 | Pipe Fittings- Plug | Plug-20" |  |  | nos
ML_HUPS0413 | Pipe Fittings- Plug | Plug-22" |  |  | nos
ML_HUPS0414 | Pipe Fittings- Plug | Plug-24" |  |  | nos
ML_HUPS0415 | Pipe Fittings- Plug | Plug-26" |  |  | nos
ML_HUPS0416 | Pipe Fittings- Reducer | Concentric Reducer-(3/4 x 1/2") |  |  | nos
ML_HUPS0417 | Pipe Fittings- Reducer | Concentric Reducer-(3/4 x 3/8") |  |  | nos
ML_HUPS0418 | Pipe Fittings- Reducer | Concentric Reducer-(1 x 3/4") |  |  | nos
ML_HUPS0419 | Pipe Fittings- Reducer | Concentric Reducer-(1 x 1/2") |  |  | nos
ML_HUPS0420 | Pipe Fittings- Reducer | Concentric Reducer-(1-(1/4 x 1") |  |  | nos
ML_HUPS0421 | Pipe Fittings- Reducer | Concentric Reducer-(1-(1/4 x 1/2") |  |  | nos
ML_HUPS0422 | Pipe Fittings- Reducer | Concentric Reducer-(1-(1/2 x 1/2") |  |  | nos
ML_HUPS0423 | Pipe Fittings- Reducer | Concentric Reducer-(2 x 1-(1/2") |  |  | nos
ML_HUPS0424 | Pipe Fittings- Reducer | Concentric Reducer-(2 x 1-(1/4") |  |  | nos
ML_HUPS0425 | Pipe Fittings- Reducer | Concentric Reducer-(2 x 1") |  |  | nos
ML_HUPS0426 | Pipe Fittings- Reducer | Concentric Reducer-(2 x 3/4") |  |  | nos
ML_HUPS0427 | Pipe Fittings- Reducer | Concentric Reducer-(2-(1/2 x 1") |  |  | nos
ML_HUPS0428 | Pipe Fittings- Reducer | Concentric Reducer-(2-(1/2 x 2") |  |  | nos
ML_HUPS0429 | Pipe Fittings- Reducer | Concentric Reducer-(2-(1/2 x 1-(1/2") |  |  | nos
ML_HUPS0430 | Pipe Fittings- Reducer | Concentric Reducer-(3 x 2-(1/2") |  |  | nos
ML_HUPS0431 | Pipe Fittings- Reducer | Concentric Reducer-(3 x 2") |  |  | nos
ML_HUPS0432 | Pipe Fittings- Reducer | Eccentric Reducer-(3/4 x 1/2") |  |  | nos
ML_HUPS0433 | Pipe Fittings- Reducer | Eccentric Reducer-(3/4 x 3/8") |  |  | nos
ML_HUPS0434 | Pipe Fittings- Reducer | Eccentric Reducer-(1 x 3/4") |  |  | nos
ML_HUPS0435 | Pipe Fittings- Reducer | Eccentric Reducer-(1 x 1/2") |  |  | nos
ML_HUPS0436 | Pipe Fittings- Reducer | Eccentric Reducer-(1-(1/4 x 1") |  |  | nos
ML_HUPS0437 | Pipe Fittings- Reducer | Eccentric Reducer-(1-(1/4 x 1/2") |  |  | nos
ML_HUPS0438 | Pipe Fittings- Reducer | Eccentric Reducer-(1-(1/2 x 1/2") |  |  | nos
ML_HUPS0439 | Pipe Fittings- Reducer | Eccentric Reducer-(2 x 1-(1/2") |  |  | nos
ML_HUPS0440 | Pipe Fittings- Reducer | Eccentric Reducer-(2 x 1-(1/4") |  |  | nos
ML_HUPS0441 | Pipe Fittings- Reducer | Eccentric Reducer-(2 x 1") |  |  | nos
ML_HUPS0442 | Pipe Fittings- Reducer | Eccentric Reducer-(2 x 3/4") |  |  | nos
ML_HUPS0443 | Pipe Fittings- Reducer | Eccentric Reducer-(2-(1/2 x 1") |  |  | nos
ML_HUPS0444 | Pipe Fittings- Reducer | Eccentric Reducer-(2-(1/2 x 2") |  |  | nos
ML_HUPS0445 | Pipe Fittings- Reducer | Eccentric Reducer-(2-(1/2 x 1-(1/2") |  |  | nos
ML_HUPS0446 | Pipe Fittings- Reducer | Eccentric Reducer-(3 x 2-(1/2") |  |  | nos
ML_HUPS0447 | Pipe Fittings- Reducer | Eccentric Reducer-(3 x 2") |  |  | nos
ML_HUPS0448 | Pipe Fittings- MS Coupling | MS Coupling -1/8" |  |  | nos
ML_HUPS0449 | Pipe Fittings- MS Coupling | MS Coupling -1/4" |  |  | nos
ML_HUPS0450 | Pipe Fittings- MS Coupling | MS Coupling -3/8" |  |  | nos
ML_HUPS0451 | Pipe Fittings- MS Coupling | MS Coupling -1/2" |  |  | nos
ML_HUPS0452 | Pipe Fittings- MS Coupling | MS Coupling -3/4" |  |  | nos
ML_HUPS0453 | Pipe Fittings- MS Coupling | MS Coupling -1" |  |  | nos
ML_HUPS0454 | Pipe Fittings- MS Coupling | MS Coupling -1-1/4" |  |  | nos
ML_HUPS0455 | Pipe Fittings- MS Coupling | MS Coupling -1-1/2" |  |  | nos
ML_HUPS0456 | Pipe Fittings- MS Coupling | MS Coupling -2" |  |  | nos
ML_HUPS0457 | Pipe Fittings- MS Coupling | MS Coupling -2-1/2" |  |  | nos
ML_HUPS0458 | Pipe Fittings- MS Coupling | MS Coupling -3" |  |  | nos
ML_HUPS0459 | Pipe Fittings- MS Coupling | MS Coupling -4" |  |  | nos
ML_HUPS0460 | Pipe Fittings- MS Coupling | MS Coupling -5" |  |  | nos
ML_HUPS0461 | Pipe Fittings- MS Coupling | MS Coupling -6" |  |  | nos
ML_HUPS0462 | Pipe Fittings- MS Coupling | MS Coupling -8" |  |  | nos
ML_HUPS0463 | Pipe Fittings- MS Coupling | MS Coupling -10" |  |  | nos
ML_HUPS0464 | Pipe Fittings- MS Coupling | MS Coupling -12" |  |  | nos
ML_HUPS0465 | Pipe Fittings- CPVC Coupling | CPVC Coupling -1/8" |  |  | nos
ML_HUPS0466 | Pipe Fittings- CPVC Coupling | CPVC Coupling -1/4" |  |  | nos
ML_HUPS0467 | Pipe Fittings- CPVC Coupling | CPVC Coupling -3/8" |  |  | nos
ML_HUPS0468 | Pipe Fittings- CPVC Coupling | CPVC Coupling -1/2" |  |  | nos
ML_HUPS0469 | Pipe Fittings- CPVC Coupling | CPVC Coupling -3/4" |  |  | nos
ML_HUPS0470 | Pipe Fittings- CPVC Coupling | CPVC Coupling -1" |  |  | nos
ML_HUPS0471 | Pipe Fittings- CPVC Coupling | CPVC Coupling -1-1/4" |  |  | nos
ML_HUPS0472 | Pipe Fittings- CPVC Coupling | CPVC Coupling -1-1/2" |  |  | nos
ML_HUPS0473 | Pipe Fittings- CPVC Coupling | CPVC Coupling -2" |  |  | nos
ML_HUPS0474 | Pipe Fittings- CPVC Coupling | CPVC Coupling -2-1/2" |  |  | nos
ML_HUPS0475 | Pipe Fittings- CPVC Coupling | CPVC Coupling -3" |  |  | nos
ML_HUPS0476 | Pipe Fittings- CPVC Coupling | CPVC Coupling -4" |  |  | nos
ML_HUPS0477 | Pipe Fittings- CPVC Coupling | CPVC Coupling -5" |  |  | nos
ML_HUPS0478 | Pipe Fittings- CPVC Coupling | CPVC Coupling -6" |  |  | nos
ML_HUPS0479 | Pipe Fittings- CPVC Coupling | CPVC Coupling -8" |  |  | nos
ML_HUPS0480 | Pipe Fittings- CPVC Coupling | CPVC Coupling -10" |  |  | nos
ML_HUPS0481 | Pipe Fittings- CPVC Coupling | CPVC Coupling -12" |  |  | nos
ML_HUPS0482 | Pipe Fittings- PVC Coupling | PVC Coupling -1/8" |  |  | nos
ML_HUPS0483 | Pipe Fittings- PVC Coupling | PVC Coupling -1/4" |  |  | nos
ML_HUPS0484 | Pipe Fittings- PVC Coupling | PVC Coupling -3/8" |  |  | nos
ML_HUPS0485 | Pipe Fittings- PVC Coupling | PVC Coupling -1/2" |  |  | nos
ML_HUPS0486 | Pipe Fittings- PVC Coupling | PVC Coupling -3/4" |  |  | nos
ML_HUPS0487 | Pipe Fittings- PVC Coupling | PVC Coupling -1" |  |  | nos
ML_HUPS0488 | Pipe Fittings- PVC Coupling | PVC Coupling -1-1/4" |  |  | nos
ML_HUPS0489 | Pipe Fittings- PVC Coupling | PVC Coupling -1-1/2" |  |  | nos
ML_HUPS0490 | Pipe Fittings- PVC Coupling | PVC Coupling -2" |  |  | nos
ML_HUPS0491 | Pipe Fittings- UPVC Coupling | UPVC Coupling -1/8" |  |  | nos
ML_HUPS0492 | Pipe Fittings- UPVC Coupling | UPVC Coupling -1/4" |  |  | nos
ML_HUPS0493 | Pipe Fittings- UPVC Coupling | UPVC Coupling -3/8" |  |  | nos
ML_HUPS0494 | Pipe Fittings- UPVC Coupling | UPVC Coupling -1/2" |  |  | nos
ML_HUPS0495 | Pipe Fittings- UPVC Coupling | UPVC Coupling -3/4" |  |  | nos
ML_HUPS0496 | Pipe Fittings- UPVC Coupling | UPVC Coupling -1" |  |  | nos
ML_HUPS0497 | Pipe Fittings- UPVC Coupling | UPVC Coupling -1-1/4" |  |  | nos
ML_HUPS0498 | Pipe Fittings- UPVC Coupling | UPVC Coupling -1-1/2" |  |  | nos
ML_HUPS0499 | Pipe Fittings- UPVC Coupling | UPVC Coupling -2" |  |  | nos
ML_HUPS0500 | Pipe Fittings- G.I Coupling | GI Coupling -1/8" |  |  | nos
ML_HUPS0501 | Pipe Fittings- G.I Coupling | GI Coupling -1/4" |  |  | nos
ML_HUPS0502 | Pipe Fittings- G.I Coupling | GI Coupling -3/8" |  |  | nos
ML_HUPS0503 | Pipe Fittings- G.I Coupling | GI Coupling -1/2" |  |  | nos
ML_HUPS0504 | Pipe Fittings- G.I Coupling | GI Coupling -3/4" |  |  | nos
ML_HUPS0505 | Pipe Fittings- G.I Coupling | GI Coupling -1" |  |  | nos
ML_HUPS0506 | Pipe Fittings- G.I Coupling | GI Coupling -1-1/4" |  |  | nos
ML_HUPS0507 | Pipe Fittings- G.I Coupling | GI Coupling -1-1/2" |  |  | nos
ML_HUPS0508 | Pipe Fittings- G.I Coupling | GI Coupling -2" |  |  | nos
ML_HUPS0509 | Pipe Fittings- G.I Coupling | GI Coupling -2-1/2" |  |  | nos
ML_HUPS0510 | Pipe Fittings- G.I Coupling | GI Coupling -3" |  |  | nos
ML_HUPS0511 | Pipe Fittings- G.I Coupling | GI Coupling -4" |  |  | nos
ML_HUPS0512 | Pipe Fittings- G.I Coupling | GI Coupling -5" |  |  | nos
ML_HUPS0513 | Pipe Fittings- G.I Coupling | GI Coupling -6" |  |  | nos
ML_HUPS0514 | Pipe Fittings- G.I Coupling | GI Coupling -8" |  |  | nos
ML_HUPS0515 | Pipe Fittings- G.I Coupling | GI Coupling -10" |  |  | nos
ML_HUPS0516 | Pipe Fittings- G.I Coupling | GI Coupling -12" |  |  | nos

## HVAC
Material Code | Material Category | Material Name | Alias | Description | Unit | Quantity | GST | BASE Price
ML_HUMD0001 | Duct | Site Fabricated G.I. Metal Duct- 26G |  |  | sqm
ML_HUMD0002 | Duct | Site Fabricated G.I. Metal Duct- 24G |  |  | sqm
ML_HUMD0003 | Duct | Site Fabricated G.I. Metal Duct- 22G |  |  | sqm
ML_HUMD0004 | Duct | Site Fabricated G.I. Metal Duct- 20G |  |  | sqm
ML_HUMD0005 | Duct | Site Fabricated G.I. Metal Duct- 18G |  |  | sqm
ML_HUMD0006 | Duct | Factory Fabricated G.I. Metal Duct- 26G |  |  | sqm
ML_HUMD0007 | Duct | Factory Fabricated G.I. Metal Duct- 24G |  |  | sqm
ML_HUMD0008 | Duct | Factory Fabricated G.I. Metal Duct- 22G |  |  | sqm
ML_HUMD0009 | Duct | Factory Fabricated G.I. Metal Duct- 20G |  |  | sqm
ML_HUMD0010 | Duct | Factory Fabricated G.I. Metal Duct- 18G |  |  | sqm
ML_HUMD0011 | Duct | Site Fabricated Aluminum Metal Duct - 26 G |  |  | sqm
ML_HUMD0012 | Duct | Site Fabricated Aluminum Metal Duct - 24 G |  |  | sqm
ML_HUMD0013 | Duct | Site Fabricated Aluminum Metal Duct - 22 G |  |  | sqm
ML_HUMD0014 | Duct | Site Fabricated Aluminum Metal Duct - 20 G |  |  | sqm
ML_HUMD0015 | Duct | Site Fabricated Aluminum Metal Duct - 18 G |  |  | sqm
ML_HUMD0016 | Duct | Factory Fabricated Aluminum Metal Duct - 26 G |  |  | sqm
ML_HUMD0017 | Duct | Factory Fabricated Aluminum Metal Duct - 24 G |  |  | sqm
ML_HUMD0018 | Duct | Factory Fabricated Aluminum Metal Duct - 22 G |  |  | sqm
ML_HUMD0019 | Duct | Factory Fabricated Aluminum Metal Duct - 20 G |  |  | sqm
ML_HUMD0020 | Duct | Factory Fabricated Aluminum Metal Duct - 18 G |  |  | sqm
ML_HUMD0021 | Duct | Site Fabricated SS Metal Duct - 26 G |  |  | sqm
ML_HUMD0022 | Duct | Site Fabricated SS Metal Duct - 24 G |  |  | sqm
ML_HUMD0023 | Duct | Site Fabricated SS Metal Duct - 22 G |  |  | sqm
ML_HUMD0024 | Duct | Site Fabricated SS Metal Duct - 20 G |  |  | sqm
ML_HUMD0025 | Duct | Site Fabricated SS Metal Duct - 18 G |  |  | sqm
ML_HUMD0026 | Duct | Factory Fabricated SS Metal Duct - 26 G |  |  | sqm
ML_HUMD0027 | Duct | Factory Fabricated SS Metal Duct - 24 G |  |  | sqm
ML_HUMD0028 | Duct | Factory Fabricated SS Metal Duct - 22 G |  |  | sqm
ML_HUMD0029 | Duct | Factory Fabricated SS Metal Duct - 20 G |  |  | sqm
ML_HUMD0030 | Duct | Factory Fabricated SS Metal Duct - 18 G |  |  | sqm
ML_HUMD0031 | Duct | Site Fabricated MS Duct Powder Coated - 26 G |  |  | sqm
ML_HUMD0032 | Duct | Site Fabricated MS Duct Powder Coated - 24 G |  |  | sqm
ML_HUMD0033 | Duct | Site Fabricated MS Duct Powder Coated - 22 G |  |  | sqm
ML_HUMD0034 | Duct | Site Fabricated MS Duct Powder Coated - 20 G |  |  | sqm
ML_HUMD0035 | Duct | Site Fabricated MS Duct Powder Coated - 18 G |  |  | sqm
ML_HUMD0036 | Duct | Factory Fabricated MS Duct Powder Coated - 26 G |  |  | sqm
ML_HUMD0037 | Duct | Factory Fabricated MS Duct Powder Coated - 24 G |  |  | sqm
ML_HUMD0038 | Duct | Factory Fabricated MS Duct Powder Coated - 22 G |  |  | sqm
ML_HUMD0039 | Duct | Factory Fabricated MS Duct Powder Coated - 20 G |  |  | sqm
ML_HUMD0040 | Duct | Factory Fabricated MS Duct Powder Coated - 18 G |  |  | sqm
ML_AFHN001 | MS Angles for supports, Hangers, fastners, nut bolts and silicon sealent | MS Angles for supports, Hangers, fastners, nut bolts and silicon sealent |  |  | kg
ML_FGTP001 | Fibre glass Tissue paper | Fibre glass Tissue paper |  |  | sqm
ML_PAS001 | Perforated Aluminium sheet | Perforated Aluminium sheet |  |  | sqm
ML_AAP0001 | Acoustic Air Plenum | G.I Sheet 24 G with Acoustic Insulation 25 mm thick |  |  | sqm
ML_AAP0002 | Acoustic Air Plenum | G.I Sheet 24 G with Acoustic Insulation 32 mm thick |  |  | sqm
ML_AAP0003 | Acoustic Air Plenum | G.I Sheet 24 G with Acoustic Insulation 40 mm thick |  |  | sqm
ML_AAP0004 | Acoustic Air Plenum | G.I Sheet 24 G with Acoustic Insulation 50 mm thick |  |  | sqm
ML_AAP0005 | Acoustic Air Plenum | G.I Sheet 22 G with Acoustic Insulation 25 mm thick |  |  | sqm
ML_AAP0006 | Acoustic Air Plenum | G.I Sheet 22 G with Acoustic Insulation 32 mm thick |  |  | sqm
ML_AAP0007 | Acoustic Air Plenum | G.I Sheet 22 G with Acoustic Insulation 40 mm thick |  |  | sqm
ML_AAP0008 | Acoustic Air Plenum | G.I Sheet 22 G with Acoustic Insulation 50 mm thick |  |  | sqm
ML_AAP0009 | Acoustic Air Plenum | G.I Sheet 20 G with Acoustic Insulation 25 mm thick |  |  | sqm
ML_AAP0010 | Acoustic Air Plenum | G.I Sheet 20 G with Acoustic Insulation 32 mm thick |  |  | sqm
ML_AAP0011 | Acoustic Air Plenum | G.I Sheet 20 G with Acoustic Insulation 40 mm thick |  |  | sqm
ML_AAP0012 | Acoustic Air Plenum | G.I Sheet 20 G with Acoustic Insulation 50 mm thick |  |  | sqm
ML_AAP0013 | Acoustic Air Plenum | G.I Sheet 18 G with Acoustic Insulation 25 mm thick |  |  | sqm
ML_AAP0014 | Acoustic Air Plenum | G.I Sheet 18 G with Acoustic Insulation 32 mm thick |  |  | sqm
ML_AAP0015 | Acoustic Air Plenum | G.I Sheet 18 G with Acoustic Insulation 40 mm thick |  |  | sqm
ML_AAP0016 | Acoustic Air Plenum | G.I Sheet 18 G with Acoustic Insulation 50 mm thick |  |  | sqm
ML_AAP0001 | Acoustic Air Plenum | Aluminium Sheet 24 G with Acoustic Insulation 25 mm thick |  |  | sqm
ML_AAP0002 | Acoustic Air Plenum | Aluminium Sheet 24 G with Acoustic Insulation 32 mm thick |  |  | sqm
ML_AAP0003 | Acoustic Air Plenum | Aluminium Sheet 24 G with Acoustic Insulation 40 mm thick |  |  | sqm
ML_AAP0004 | Acoustic Air Plenum | Aluminium Sheet 24 G with Acoustic Insulation 50 mm thick |  |  | sqm
ML_AAP0005 | Acoustic Air Plenum | Aluminium Sheet 22 G with Acoustic Insulation 25 mm thick |  |  | sqm
ML_AAP0006 | Acoustic Air Plenum | Aluminium Sheet 22 G with Acoustic Insulation 32 mm thick |  |  | sqm
ML_AAP0007 | Acoustic Air Plenum | Aluminium Sheet 22 G with Acoustic Insulation 40 mm thick |  |  | sqm
ML_AAP0008 | Acoustic Air Plenum | Aluminium Sheet 22 G with Acoustic Insulation 50 mm thick |  |  | sqm
ML_AAP0009 | Acoustic Air Plenum | Aluminium Sheet 20 G with Acoustic Insulation 25 mm thick |  |  | sqm
ML_AAP0010 | Acoustic Air Plenum | Aluminium Sheet 20 G with Acoustic Insulation 32 mm thick |  |  | sqm
ML_AAP0011 | Acoustic Air Plenum | Aluminium Sheet 20 G with Acoustic Insulation 40 mm thick |  |  | sqm
ML_AAP0012 | Acoustic Air Plenum | Aluminium Sheet 20 G with Acoustic Insulation 50 mm thick |  |  | sqm
ML_AAP0013 | Acoustic Air Plenum | Aluminium Sheet 18 G with Acoustic Insulation 25 mm thick |  |  | sqm
ML_AAP0014 | Acoustic Air Plenum | Aluminium Sheet 18 G with Acoustic Insulation 32 mm thick |  |  | sqm
ML_AAP0015 | Acoustic Air Plenum | Aluminium Sheet 18 G with Acoustic Insulation 40 mm thick |  |  | sqm
ML_AAP0016 | Acoustic Air Plenum | Aluminium Sheet 18 G with Acoustic Insulation 50 mm thick |  |  | sqm
ML_AAP0001 | Acoustic Air Plenum | S.S. Sheet 24 G with Acoustic Insulation 25 mm thick |  |  | sqm
ML_AAP0002 | Acoustic Air Plenum | S.S. Sheet 24 G with Acoustic Insulation 32 mm thick |  |  | sqm
ML_AAP0003 | Acoustic Air Plenum | S.S. Sheet 24 G with Acoustic Insulation 40 mm thick |  |  | sqm
ML_AAP0004 | Acoustic Air Plenum | S.S. Sheet 24 G with Acoustic Insulation 50 mm thick |  |  | sqm
ML_AAP0005 | Acoustic Air Plenum | S.S. Sheet 22 G with Acoustic Insulation 25 mm thick |  |  | sqm
ML_AAP0006 | Acoustic Air Plenum | S.S. Sheet 22 G with Acoustic Insulation 32 mm thick |  |  | sqm
ML_AAP0007 | Acoustic Air Plenum | S.S. Sheet 22 G with Acoustic Insulation 40 mm thick |  |  | sqm
ML_AAP0008 | Acoustic Air Plenum | S.S. Sheet 22 G with Acoustic Insulation 50 mm thick |  |  | sqm
ML_AAP0009 | Acoustic Air Plenum | S.S. Sheet 20 G with Acoustic Insulation 25 mm thick |  |  | sqm
ML_AAP0010 | Acoustic Air Plenum | S.S. Sheet 20 G with Acoustic Insulation 32 mm thick |  |  | sqm
ML_AAP0011 | Acoustic Air Plenum | S.S. Sheet 20 G with Acoustic Insulation 40 mm thick |  |  | sqm
ML_AAP0012 | Acoustic Air Plenum | S.S. Sheet 20 G with Acoustic Insulation 50 mm thick |  |  | sqm
ML_AAP0013 | Acoustic Air Plenum | S.S. Sheet 18 G with Acoustic Insulation 25 mm thick |  |  | sqm
ML_AAP0014 | Acoustic Air Plenum | S.S. Sheet 18 G with Acoustic Insulation 32 mm thick |  |  | sqm
ML_AAP0015 | Acoustic Air Plenum | S.S. Sheet 18 G with Acoustic Insulation 40 mm thick |  |  | sqm
ML_AAP0016 | Acoustic Air Plenum | S.S. Sheet 18 G with Acoustic Insulation 50 mm thick |  |  | sqm
ML_AAP0001 | Acoustic Air Plenum | MS Powder Coated Sheet 24 G with Acoustic Insulation 25 mm thick |  |  | sqm
ML_AAP0002 | Acoustic Air Plenum | MS Powder Coated Sheet 24 G with Acoustic Insulation 32 mm thick |  |  | sqm
ML_AAP0003 | Acoustic Air Plenum | MS Powder Coated Sheet 24 G with Acoustic Insulation 40 mm thick |  |  | sqm
ML_AAP0004 | Acoustic Air Plenum | MS Powder Coated Sheet 24 G with Acoustic Insulation 50 mm thick |  |  | sqm
ML_AAP0005 | Acoustic Air Plenum | MS Powder Coated Sheet 22 G with Acoustic Insulation 25 mm thick |  |  | sqm
ML_AAP0006 | Acoustic Air Plenum | MS Powder Coated Sheet 22 G with Acoustic Insulation 32 mm thick |  |  | sqm
ML_AAP0007 | Acoustic Air Plenum | MS Powder Coated Sheet 22 G with Acoustic Insulation 40 mm thick |  |  | sqm
ML_AAP0008 | Acoustic Air Plenum | MS Powder Coated Sheet 22 G with Acoustic Insulation 50 mm thick |  |  | sqm
ML_AAP0009 | Acoustic Air Plenum | MS Powder Coated Sheet 20 G with Acoustic Insulation 25 mm thick |  |  | sqm
ML_AAP0010 | Acoustic Air Plenum | MS Powder Coated Sheet 20 G with Acoustic Insulation 32 mm thick |  |  | sqm
ML_AAP0011 | Acoustic Air Plenum | MS Powder Coated Sheet 20 G with Acoustic Insulation 40 mm thick |  |  | sqm
ML_AAP0012 | Acoustic Air Plenum | MS Powder Coated Sheet 20 G with Acoustic Insulation 50 mm thick |  |  | sqm
ML_AAP0013 | Acoustic Air Plenum | MS Powder Coated Sheet 18 G with Acoustic Insulation 25 mm thick |  |  | sqm
ML_AAP0014 | Acoustic Air Plenum | MS Powder Coated Sheet 18 G with Acoustic Insulation 32 mm thick |  |  | sqm
ML_AAP0015 | Acoustic Air Plenum | MS Powder Coated Sheet 18 G with Acoustic Insulation 40 mm thick |  |  | sqm
ML_AAP0016 | Acoustic Air Plenum | MS Powder Coated Sheet 18 G with Acoustic Insulation 50 mm thick |  |  | sqm
ML_HUNMD0003 | Pre insulated sheet | PUF Duct-20mm |  |  | sqm
ML_HUNMD0004 | Pre insulated sheet | PUF Duct-30mm |  |  | sqm
ML_HUNMD0005 | Pre insulated sheet | PUF Duct-50mm |  |  | sqm
ML_HUNMD0006 | Fabric Duct | Fabric Duct |  |  | sqm
ML_HUNMD0007 | Hanging cables | Plastic Coated Cables |  |  | m
ML_HUNMD0008 | Clips | Clips |  |  | nos
ML_FADD0001 | Fabric Air Distribution Device | Plastic Orifice Type Fabric air distribution device |  |  | nos
ML_FADD0002 | Fabric Air Distribution Device | Nozzle Type Fabric air distribution device |  |  | nos
ML_FADD0003 | Fabric Air Distribution Device | Vents Type Fabric air distribution device |  |  | nos
ML_HUFC0001 | Screw | Screw-8mm |  |  | nos
ML_HUFC0002 | Washer | Washer-8mm |  |  | nos
ML_HUFC0003 | Flexible Connector | Neoprene Rectangular Flexible Connector |  |  | sqm
ML_HUFC0004 | Flexible Connector | Neoprene Circular Flexible Connector |  |  | sqm
ML_HUFD0007 | Flexible Duct | Insulated Flexible Duct 6 inches dia |  |  | m
ML_HUFD0008 | Flexible Duct | Insulated Flexible Duct 8 inches dia |  |  | m
ML_HUFD0009 | Flexible Duct | Insulated Flexible Duct 10 inches dia |  |  | m
ML_HUFD0010 | Flexible Duct | Insulated Flexible Duct 12 inches dia |  |  | m
ML_HUFD0011 | Flexible Duct | Non-Insulated Flexible Duct 6 inches dia |  |  | m
ML_HUFD0012 | Flexible Duct | Non-Insulated Flexible Duct 8 inches dia |  |  | m
ML_HUFD0013 | Flexible Duct | Non-Insulated Flexible Duct 10 inches dia |  |  | m
ML_HUFD0014 | Flexible Duct | Non-Insulated Flexible Duct 12 inches dia |  |  | m
ML_SPG001 | Spigot | Spigot 6 inches dia |  |  | nos
ML_SPG002 | Spigot | Spigot 8 inches dia |  |  | nos
ML_SPG003 | Spigot | Spigot 10 inches dia |  |  | nos
ML_SPG004 | Spigot | Spigot 12 inches dia |  |  | nos
ML_CLP001 | GI Clamp | GI Clamp 6 inches dia |  |  | nos
ML_SMSR001 | Sheet metal Screw and Rivet | Sheet metal Screw and Rivet |  |  | kg
ML_DMAD0001 | Duct mounted Acess Door | Access Door 24 G |  |  | sqm
ML_DMAD0002 | Duct mounted Acess Door | Access Door 22 G |  |  | sqm
ML_DMAD0003 | Duct mounted Acess Door | Access Door 20 G |  |  | sqm
ML_DMAD0004 | Duct mounted Acess Door | Access Door 18 G |  |  | sqm
ML_DS0001 | Sound Attenuators (Duct Silencer) | Sound Attenuators-Length 1120mm, Accoustic 22- 20 db |  |  | sqm
ML_DS0006 | Sound Attenuators (Duct Silencer) | Sound Attenuators- Length 1160mm, Accoustic 15 db |  |  | sqm
ML_LC0001 | Liquid Coolers | Liquid Coolers capacity 8TR |  |  | nos
ML_LC0002 | Liquid Coolers | Liquid Coolers capacity 10TR |  |  | nos
ML_LC0003 | Liquid Coolers | Liquid Coolers capacity 15TR |  |  | nos
ML_LC0004 | Liquid Coolers | Liquid Coolers capacity 20TR |  |  | nos
ML_LC0005 | Liquid Coolers | Liquid Coolers capacity 30TR |  |  | nos
ML_LC0006 | Liquid Coolers | Liquid Coolers capacity 40TR |  |  | nos
ML_LC0007 | Liquid Coolers | Liquid Coolers capacity 50TR |  |  | nos
ML_LC0008 | Liquid Coolers | Liquid Coolers capacity 60TR |  |  | nos
ML_LC0009 | Liquid Coolers | Liquid Coolers capacity 70TR |  |  | nos
ML_LC0010 | Liquid Coolers | Liquid Coolers capacity 80TR |  |  | nos
ML_LC0011 | Liquid Coolers | Liquid Coolers capacity 95TR |  |  | nos
ML_LC0012 | Liquid Coolers | Liquid Coolers capacity 100TR |  |  | nos
ML_LC0013 | Liquid Coolers | Liquid Coolers capacity 120TR |  |  | nos
ML_LC0014 | Liquid Coolers | Liquid Coolers capacity 135TR |  |  | nos
ML_LC0015 | Liquid Coolers | Liquid Coolers capacity 150TR |  |  | nos
ML_LC0016 | Liquid Coolers | Liquid Coolers capacity 165TR |  |  | nos
ML_LC0017 | Liquid Coolers | Liquid Coolers capacity 175TR |  |  | nos
ML_LC0018 | Liquid Coolers | Liquid Coolers capacity 200TR |  |  | nos
ML_LC0019 | Liquid Coolers | Liquid Coolers capacity 220TR |  |  | nos
ML_LC0020 | Liquid Coolers | Liquid Coolers capacity 240TR |  |  | nos
ML_LC0021 | Liquid Coolers | Liquid Coolers capacity 250TR |  |  | nos
ML_LC0022 | Liquid Coolers | Liquid Coolers capacity 280TR |  |  | nos
ML_LC0023 | Liquid Coolers | Liquid Coolers capacity 300TR |  |  | nos
ML_LC0024 | Liquid Coolers | Liquid Coolers capacity 350TR |  |  | nos
ML_LC0025 | Liquid Coolers | Liquid Coolers capacity 375TR |  |  | nos
ML_LC0026 | Liquid Coolers | Liquid Coolers capacity 400TR |  |  | nos
ML_LC0028 | Liquid Coolers | Liquid Coolers capacity 450TR |  |  | nos
ML_FDC00001 | Forced-Draft Cooling Towers | Forced-Draft Cooling Towers capacity 5TR |  |  | nos
ML_FDC00002 | Forced-Draft Cooling Towers | Forced-Draft Cooling Towers capacity 10TR |  |  | nos
ML_FDC00003 | Forced-Draft Cooling Towers | Forced-Draft Cooling Towers capacity 15TR |  |  | nos
ML_FDC00004 | Forced-Draft Cooling Towers | Forced-Draft Cooling Towers capacity 20TR |  |  | nos
ML_FDC00005 | Forced-Draft Cooling Towers | Forced-Draft Cooling Towers capacity 25TR |  |  | nos
ML_FDC00006 | Forced-Draft Cooling Towers | Forced-Draft Cooling Towers capacity 30TR |  |  | nos
ML_FDC00007 | Forced-Draft Cooling Towers | Forced-Draft Cooling Towers capacity 35TR |  |  | nos
ML_FDC00008 | Forced-Draft Cooling Towers | Forced-Draft Cooling Towers capacity 40TR |  |  | nos
ML_FDC00009 | Forced-Draft Cooling Towers | Forced-Draft Cooling Towers capacity 50TR |  |  | nos
ML_FDC00010 | Forced-Draft Cooling Towers | Forced-Draft Cooling Towers capacity 60TR |  |  | nos
ML_FDC00011 | Forced-Draft Cooling Towers | Forced-Draft Cooling Towers capacity 70TR |  |  | nos
ML_FDC00012 | Forced-Draft Cooling Towers | Forced-Draft Cooling Towers capacity 80TR |  |  | nos
ML_FDC00013 | Forced-Draft Cooling Towers | Forced-Draft Cooling Towers capacity 95TR |  |  | nos
ML_FDC00014 | Forced-Draft Cooling Towers | Forced-Draft Cooling Towers capacity 100TR |  |  | nos
ML_FDC00015 | Forced-Draft Cooling Towers | Forced-Draft Cooling Towers capacity 120TR |  |  | nos
ML_FDC00016 | Forced-Draft Cooling Towers | Forced-Draft Cooling Towers capacity 135TR |  |  | nos
ML_FDC00017 | Forced-Draft Cooling Towers | Forced-Draft Cooling Towers capacity 150TR |  |  | nos
ML_FDC00018 | Forced-Draft Cooling Towers | Forced-Draft Cooling Towers capacity 165TR |  |  | nos
ML_FDC00019 | Forced-Draft Cooling Towers | Forced-Draft Cooling Towers capacity 175TR |  |  | nos
ML_FDC00020 | Forced-Draft Cooling Towers | Forced-Draft Cooling Towers capacity 200TR |  |  | nos
ML_FDC00021 | Forced-Draft Cooling Towers | Forced-Draft Cooling Towers capacity 220TR |  |  | nos
ML_FDC00022 | Forced-Draft Cooling Towers | Forced-Draft Cooling Towers capacity 240TR |  |  | nos
ML_FDC00023 | Forced-Draft Cooling Towers | Forced-Draft Cooling Towers capacity 250TR |  |  | nos
ML_FDC00024 | Forced-Draft Cooling Towers | Forced-Draft Cooling Towers capacity 280TR |  |  | nos
ML_FDC00025 | Forced-Draft Cooling Towers | Forced-Draft Cooling Towers capacity 300TR |  |  | nos
ML_FDC00026 | Forced-Draft Cooling Towers | Forced-Draft Cooling Towers capacity 350TR |  |  | nos
ML_FDC00027 | Forced-Draft Cooling Towers | Forced-Draft Cooling Towers capacity 375TR |  |  | nos
ML_FDC00028 | Forced-Draft Cooling Towers | Forced-Draft Cooling Towers capacity 400TR |  |  | nos
ML_FDC00029 | Forced-Draft Cooling Towers | Forced-Draft Cooling Towers capacity 420TR |  |  | nos
ML_FDC00030 | Forced-Draft Cooling Towers | Forced-Draft Cooling Towers capacity 450TR |  |  | nos
ML_IDC0001 | Induced-Draft Cooling Towers | Induced-Draft Cooling Towers capacity 5TR |  |  | nos
ML_IDC0002 | Induced-Draft Cooling Towers | Induced-Draft Cooling Towers capacity 10TR |  |  | nos
ML_IDC0003 | Induced-Draft Cooling Towers | Induced-Draft Cooling Towers capacity 15TR |  |  | nos
ML_IDC0004 | Induced-Draft Cooling Towers | Induced-Draft Cooling Towers capacity 20TR |  |  | nos
ML_IDC0005 | Induced-Draft Cooling Towers | Induced-Draft Cooling Towers capacity 25TR |  |  | nos
ML_IDC0006 | Induced-Draft Cooling Towers | Induced-Draft Cooling Towers capacity 30TR |  |  | nos
ML_IDC0007 | Induced-Draft Cooling Towers | Induced-Draft Cooling Towers capacity 35TR |  |  | nos
ML_IDC0008 | Induced-Draft Cooling Towers | Induced-Draft Cooling Towers capacity 40TR |  |  | nos
ML_IDC0009 | Induced-Draft Cooling Towers | Induced-Draft Cooling Towers capacity 50TR |  |  | nos
ML_IDC0010 | Induced-Draft Cooling Towers | Induced-Draft Cooling Towers capacity 60TR |  |  | nos
ML_IDC0011 | Induced-Draft Cooling Towers | Induced-Draft Cooling Towers capacity 70TR |  |  | nos
ML_IDC0012 | Induced-Draft Cooling Towers | Induced-Draft Cooling Towers capacity 80TR |  |  | nos
ML_IDC0013 | Induced-Draft Cooling Towers | Induced-Draft Cooling Towers capacity 95TR |  |  | nos
ML_IDC0014 | Induced-Draft Cooling Towers | Induced-Draft Cooling Towers capacity 100TR |  |  | nos
ML_IDC0015 | Induced-Draft Cooling Towers | Induced-Draft Cooling Towers capacity 120TR |  |  | nos
ML_IDC0016 | Induced-Draft Cooling Towers | Induced-Draft Cooling Towers capacity 135TR |  |  | nos
ML_IDC0017 | Induced-Draft Cooling Towers | Induced-Draft Cooling Towers capacity 150TR |  |  | nos
ML_IDC0018 | Induced-Draft Cooling Towers | Induced-Draft Cooling Towers capacity 165TR |  |  | nos
ML_IDC0019 | Induced-Draft Cooling Towers | Induced-Draft Cooling Towers capacity 175TR |  |  | nos
ML_IDC0020 | Induced-Draft Cooling Towers | Induced-Draft Cooling Towers capacity 200TR |  |  | nos
ML_IDC0021 | Induced-Draft Cooling Towers | Induced-Draft Cooling Towers capacity 220TR |  |  | nos
ML_IDC0022 | Induced-Draft Cooling Towers | Induced-Draft Cooling Towers capacity 240TR |  |  | nos
ML_IDC0023 | Induced-Draft Cooling Towers | Induced-Draft Cooling Towers capacity 250TR |  |  | nos
ML_IDC0024 | Induced-Draft Cooling Towers | Induced-Draft Cooling Towers capacity 280TR |  |  | nos
ML_IDC0025 | Induced-Draft Cooling Towers | Induced-Draft Cooling Towers capacity 300TR |  |  | nos
ML_IDC0026 | Induced-Draft Cooling Towers | Induced-Draft Cooling Towers capacity 325TR |  |  | nos
ML_IDC0027 | Induced-Draft Cooling Towers | Induced-Draft Cooling Towers capacity 350TR |  |  | nos
ML_IDC0028 | Induced-Draft Cooling Towers | Induced-Draft Cooling Towers capacity 375TR |  |  | nos
ML_IDC0029 | Induced-Draft Cooling Towers | Induced-Draft Cooling Towers capacity 400TR |  |  | nos
ML_IDC0030 | Induced-Draft Cooling Towers | Induced-Draft Cooling Towers capacity 420TR |  |  | nos
ML_IDC0031 | Induced-Draft Cooling Towers | Induced-Draft Cooling Towers capacity 450TR |  |  | nos
ML_IDC0032 | Induced-Draft Cooling Towers | Induced-Draft Cooling Towers capacity 500TR |  |  | nos
ML_IDC0033 | Induced-Draft Cooling Towers | Induced-Draft Cooling Towers capacity 560TR |  |  | nos
ML_IDC0034 | Induced-Draft Cooling Towers | Induced-Draft Cooling Towers capacity 600TR |  |  | nos
ML_IDC0035 | Induced-Draft Cooling Towers | Induced-Draft Cooling Towers capacity 650TR |  |  | nos
ML_IDC0036 | Induced-Draft Cooling Towers | Induced-Draft Cooling Towers capacity 700TR |  |  | nos
ML_IDC0037 | Induced-Draft Cooling Towers | Induced-Draft Cooling Towers capacity 750TR |  |  | nos
ML_IDC0038 | Induced-Draft Cooling Towers | Induced-Draft Cooling Towers capacity 800TR |  |  | nos
ML_IDC0039 | Induced-Draft Cooling Towers | Induced-Draft Cooling Towers capacity 900TR |  |  | nos
ML_IDC0040 | Induced-Draft Cooling Towers | Induced-Draft Cooling Towers capacity 1000TR |  |  | nos
ML_HUHP0001 | MS Pipe | MS Pipe A class-20mm Dia |  |  | m
ML_HUHP0002 | MS Pipe | MS Pipe A class-25mm Dia |  |  | m
ML_HUHP0003 | MS Pipe | MS Pipe A class-32mm Dia |  |  | m
ML_HUHP0004 | MS Pipe | MS Pipe A class-40mm Dia |  |  | m
ML_HUHP0005 | MS Pipe | MS Pipe A class-50mm Dia |  |  | m
ML_HUHP0006 | MS Pipe | MS Pipe A class-65mm Dia |  |  | m
ML_HUHP0007 | MS Pipe | MS Pipe A class-80mm Dia |  |  | m
ML_HUHP0008 | MS Pipe | MS Pipe A class-100mm Dia |  |  | m
ML_HUHP0009 | MS Pipe | MS Pipe A class-125mm Dia |  |  | m
ML_HUHP0010 | MS Pipe | MS Pipe A class-150mm Dia |  |  | m
ML_HUHP0011 | MS Pipe | MS Pipe A class-200mm Dia |  |  | m
ML_HUHP0012 | MS Pipe | MS Pipe A class-250mm Dia |  |  | m
ML_HUHP0013 | MS Pipe | MS Pipe A class-300mm Dia |  |  | m
ML_HUHP0014 | MS Pipe | MS Pipe A class-350mm Dia |  |  | m
ML_HUHP0015 | MS Pipe | MS Pipe A class-400mm Dia |  |  | m
ML_HUHP0016 | MS Pipe | MS Pipe B class-20mm Dia |  |  | m
ML_HUHP0017 | MS Pipe | MS Pipe B class-25mm Dia |  |  | m
ML_HUHP0018 | MS Pipe | MS Pipe B class-32mm Dia |  |  | m
ML_HUHP0019 | MS Pipe | MS Pipe B class-40mm Dia |  |  | m
ML_HUHP0020 | MS Pipe | MS Pipe B class-50mm Dia |  |  | m
ML_HUHP0021 | MS Pipe | MS Pipe B class-65mm Dia |  |  | m
ML_HUHP0022 | MS Pipe | MS Pipe B class-80mm Dia |  |  | m
ML_HUHP0023 | MS Pipe | MS Pipe B class-100mm Dia |  |  | m
ML_HUHP0024 | MS Pipe | MS Pipe B class-125mm Dia |  |  | m
ML_HUHP0025 | MS Pipe | MS Pipe B class-150mm Dia |  |  | m
ML_HUHP0026 | MS Pipe | MS Pipe B class-200mm Dia |  |  | m
ML_HUHP0027 | MS Pipe | MS Pipe B class-250mm Dia |  |  | m
ML_HUHP0028 | MS Pipe | MS Pipe B class-300mm Dia |  |  | m
ML_HUHP0029 | MS Pipe | MS Pipe B class-350mm Dia |  |  | m
ML_HUHP0030 | MS Pipe | MS Pipe B class-400mm Dia |  |  | m
ML_HUHP0031 | MS Pipe | MS Pipe C class-20mm Dia |  |  | m
ML_HUHP0032 | MS Pipe | MS Pipe C class-25mm Dia |  |  | m
ML_HUHP0033 | MS Pipe | MS Pipe C class-32mm Dia |  |  | m
ML_HUHP0034 | MS Pipe | MS Pipe C class-40mm Dia |  |  | m
ML_HUHP0035 | MS Pipe | MS Pipe C class-50mm Dia |  |  | m
ML_HUHP0036 | MS Pipe | MS Pipe C class-65mm Dia |  |  | m
ML_HUHP0037 | MS Pipe | MS Pipe C class-80mm Dia |  |  | m
ML_HUHP0038 | MS Pipe | MS Pipe C class-100mm Dia |  |  | m
ML_HUHP0039 | MS Pipe | MS Pipe C class-125mm Dia |  |  | m
ML_HUHP0040 | MS Pipe | MS Pipe C class-150mm Dia |  |  | m
ML_HUHP0041 | MS Pipe | MS Pipe C class-200mm Dia |  |  | m
ML_HUHP0042 | MS Pipe | MS Pipe C class-250mm Dia |  |  | m
ML_HUHP0043 | MS Pipe | MS Pipe C class-300mm Dia |  |  | m
ML_HUHP0044 | MS Pipe | MS Pipe C class-350mm Dia |  |  | m
ML_HUHP0045 | MS Pipe | MS Pipe C class-400mm Dia |  |  | m
ML_HUHP0046 | MS Pipe | MS Pipe C class-450mm Dia |  |  | m
ML_HUHP0047 | MS Pipe | MS Pipe C class-500mm Dia |  |  | m
ML_HUHP0048 | CPVC Pipe | CPVC SDR-11-15mm dia pipe |  |  | m
ML_HUHP0049 | CPVC Pipe | CPVC SDR-11-20mm dia pipe |  |  | m
ML_HUHP0050 | CPVC Pipe | CPVC SDR-11-25mm dia pipe |  |  | m
ML_HUHP0051 | CPVC Pipe | CPVC SDR-11-32mm dia pipe |  |  | m
ML_HUHP0052 | CPVC Pipe | CPVC SDR-11-40mm dia pipe |  |  | m
ML_HUHP0053 | CPVC Pipe | CPVC SDR-11-50mm dia pipe |  |  | m
ML_HUHP0054 | CPVC Pipe | CPVC SDR-13.5-15mm dia pipe |  |  | m
ML_HUHP0055 | CPVC Pipe | CPVC SDR-13.5-20mm dia pipe |  |  | m
ML_HUHP0056 | CPVC Pipe | CPVC SDR-13.5-25mm dia pipe |  |  | m
ML_HUHP0057 | CPVC Pipe | CPVC SDR-13.5-32mm dia pipe |  |  | m
ML_HUHP0058 | CPVC Pipe | CPVC SDR-13.5-40mm dia pipe |  |  | m
ML_HUHP0059 | CPVC Pipe | CPVC SDR-13.5-50mm dia pipe |  |  | m
ML_HUHP0060 | CPVC Pipe | CPVC SDR-17-65mm dia pipe |  |  | m
ML_HUHP0061 | CPVC Pipe | CPVC SDR-17-80mm dia pipe |  |  | m
ML_HUHP0062 | CPVC Pipe | CPVC SDR-17-100mm dia pipe |  |  | m
ML_HUHP0063 | CPVC Pipe | CPVC SDR-17-150mm dia pipe |  |  | m
ML_HUHP0064 | CPVC Pipe | CPVC SDR-40-15mm dia pipe |  |  | m
ML_HUHP0065 | CPVC Pipe | CPVC SDR-40-20mm dia pipe |  |  | m
ML_HUHP0066 | CPVC Pipe | CPVC SDR-40-25mm dia pipe |  |  | m
ML_HUHP0067 | CPVC Pipe | CPVC SDR-40-32mm dia pipe |  |  | m
ML_HUHP0068 | CPVC Pipe | CPVC SDR-40-40mm dia pipe |  |  | m
ML_HUHP0069 | CPVC Pipe | CPVC SDR-40-50mm dia pipe |  |  | m
ML_HUHP0070 | CPVC Pipe | CPVC SDR-40-65mm dia pipe |  |  | m
ML_HUHP0071 | CPVC Pipe | CPVC SDR-40-80mm dia pipe |  |  | m
ML_HUHP0072 | CPVC Pipe | CPVC SDR-40-90mm dia pipe |  |  | m
ML_HUHP0073 | CPVC Pipe | CPVC SDR-40-100mm dia pipe |  |  | m
ML_HUHP0074 | CPVC Pipe | CPVC SDR-40-125mm dia pipe |  |  | m
ML_HUHP0075 | CPVC Pipe | CPVC SDR-40-150mm dia pipe |  |  | m
ML_HUHP0076 | CPVC Pipe | CPVC SDR-40-200mm dia pipe |  |  | m
ML_HUHP0077 | CPVC Pipe | CPVC SDR-40-250mm dia pipe |  |  | m
ML_HUHP0078 | CPVC Pipe | CPVC SDR-40-300mm dia pipe |  |  | m
ML_HUHP0079 | CPVC Pipe | CPVC SDR-40-350mm dia pipe |  |  | m
ML_HUHP0080 | CPVC Pipe | CPVC SDR-40-400mm dia pipe |  |  | m
ML_HUHP0081 | CPVC Pipe | CPVC SDR-80-15mm dia pipe |  |  | m
ML_HUHP0082 | CPVC Pipe | CPVC SDR-80-20mm dia pipe |  |  | m
ML_HUHP0083 | CPVC Pipe | CPVC SDR-80-25mm dia pipe |  |  | m
ML_HUHP0084 | CPVC Pipe | CPVC SDR-80-32mm dia pipe |  |  | m
ML_HUHP0085 | CPVC Pipe | CPVC SDR-80-40mm dia pipe |  |  | m
ML_HUHP0086 | CPVC Pipe | CPVC SDR-80-50mm dia pipe |  |  | m
ML_HUHP0087 | CPVC Pipe | CPVC SDR-80-65mm dia pipe |  |  | m
ML_HUHP0088 | CPVC Pipe | CPVC SDR-80-80mm dia pipe |  |  | m
ML_HUHP0089 | CPVC Pipe | CPVC SDR-80-90mm dia pipe |  |  | m
ML_HUHP0090 | CPVC Pipe | CPVC SDR-80-100mm dia pipe |  |  | m
ML_HUHP0091 | CPVC Pipe | CPVC SDR-80-125mm dia pipe |  |  | m
ML_HUHP0092 | CPVC Pipe | CPVC SDR-80-150mm dia pipe |  |  | m
ML_HUHP0093 | CPVC Pipe | CPVC SDR-80-200mm dia pipe |  |  | m
ML_HUHP0094 | CPVC Pipe | CPVC SDR-80-250mm dia pipe |  |  | m
ML_HUHP0095 | CPVC Pipe | CPVC SDR-80-300mm dia pipe |  |  | m
ML_HUHP0096 | CPVC Pipe | CPVC SDR-80-350mm dia pipe |  |  | m
ML_HUHP0097 | CPVC Pipe | CPVC SDR-80-400mm dia pipe |  |  | m
ML_HUHP0098 | GI Pipe | G.I "A" Class-15mm dia pipe |  |  | m
ML_HUHP0099 | GI Pipe | G.I "A" Class-20mm dia pipe |  |  | m
ML_HUHP0100 | GI Pipe | G.I "A" Class-25mm dia pipe |  |  | m
ML_HUHP0101 | GI Pipe | G.I "A" Class-32mm dia pipe |  |  | m
ML_HUHP0102 | GI Pipe | G.I "A" Class-40mm dia pipe |  |  | m
ML_HUHP0103 | GI Pipe | G.I "A" Class-50mm dia pipe |  |  | m
ML_HUHP0104 | GI Pipe | G.I "A" Class-65mm dia pipe |  |  | m
ML_HUHP0105 | GI Pipe | G.I "A" Class-80mm dia pipe |  |  | m
ML_HUHP0106 | GI Pipe | G.I "A" Class-100mm dia pipe |  |  | m
ML_HUHP0107 | GI Pipe | G.I "B"Class-15mm Dia pipe |  |  | m
ML_HUHP0108 | GI Pipe | G.I "B"Class-20mm Dia pipe |  |  | m
ML_HUHP0109 | GI Pipe | G.I "B"Class-25mm Dia pipe |  |  | m
ML_HUHP0110 | GI Pipe | G.I "B"Class-32mm Dia pipe |  |  | m
ML_HUHP0111 | GI Pipe | G.I "B"Class-40mm Dia pipe |  |  | m
ML_HUHP0112 | GI Pipe | G.I "B"Class-50mm Dia pipe |  |  | m
ML_HUHP0113 | GI Pipe | G.I "B"Class-65mm Dia pipe |  |  | m
ML_HUHP0114 | GI Pipe | G.I "B"Class-80mm Dia pipe |  |  | m
ML_HUHP0115 | GI Pipe | G.I "B"Class-100mm Dia pipe |  |  | m
ML_HUHP0116 | GI Pipe | G.I "B"Class-125mm Dia pipe |  |  | m
ML_HUHP0117 | GI Pipe | G.I "B"Class-150mm Dia pipe |  |  | m
ML_HUHP0118 | GI Pipe | G.I "C"Class-15mm Dia pipe |  |  | m
ML_HUHP0119 | GI Pipe | G.I "C"Class-20mm Dia pipe |  |  | m
ML_HUHP0120 | GI Pipe | G.I "C"Class-25mm Dia pipe |  |  | m
ML_HUHP0121 | GI Pipe | G.I "C"Class-32mm Dia pipe |  |  | m
ML_HUHP0122 | GI Pipe | G.I "C"Class-40mm Dia pipe |  |  | m
ML_HUHP0123 | GI Pipe | G.I "C"Class-50mm Dia pipe |  |  | m
ML_HUHP0124 | GI Pipe | G.I "C"Class-65mm Dia pipe |  |  | m
ML_HUHP0125 | GI Pipe | G.I "C"Class-80mm Dia pipe |  |  | m
ML_HUHP0126 | GI Pipe | G.I "C"Class-100mm Dia pipe |  |  | m
ML_HUHP0127 | GI Pipe | G.I "C"Class-125mm Dia pipe |  |  | m
ML_HUHP0128 | GI Pipe | G.I "C"Class-150mm Dia pipe |  |  | m
ML_HUHP0129 | PP-R Pipe | PP-R SDR-11, 16mm Dia pipe |  |  | m
ML_HUHP0130 | PP-R Pipe | PP-R SDR-11, 20mm Dia pipe |  |  | m
ML_HUHP0131 | PP-R Pipe | PP-R SDR-11, 25mm Dia pipe |  |  | m
ML_HUHP0132 | PP-R Pipe | PP-R SDR-11, 32mm Dia pipe |  |  | m
ML_HUHP0133 | PP-R Pipe | PP-R SDR-11, 40mm Dia pipe |  |  | m
ML_HUHP0134 | PP-R Pipe | PP-R SDR-11, 50mm Dia pipe |  |  | m
ML_HUHP0135 | PP-R Pipe | PP-R SDR-11, 63mm Dia pipe |  |  | m
ML_HUHP0136 | PP-R Pipe | PP-R SDR-11, 75mm Dia pipe |  |  | m
ML_HUHP0137 | PP-R Pipe | PP-R SDR-11, 90mm Dia pipe |  |  | m
ML_HUHP0138 | PP-R Pipe | PP-R SDR-11, 110mm Dia pipe |  |  | m
ML_HUHP0139 | PP-R Pipe | PP-R SDR-11, 125mm Dia pipe |  |  | m
ML_HUHP0140 | PP-R Pipe | PP-R SDR-11, 140mm Dia pipe |  |  | m
ML_HUHP0141 | PP-R Pipe | PP-R SDR-11, 160mm Dia pipe |  |  | m
ML_HUHP0142 | PP-R Pipe | PP-R SDR-11, 180mm Dia pipe |  |  | m
ML_HUHP0143 | PP-R Pipe | PP-R SDR-11, 200mm Dia pipe |  |  | m
ML_HUHP0144 | PP-R Pipe | PP-R SDR-7.4, 16mm Dia pipe |  |  | m
ML_HUHP0145 | PP-R Pipe | PP-R SDR-7.4, 20mm Dia pipe |  |  | m
ML_HUHP0146 | PP-R Pipe | PP-R SDR-7.4, 25mm Dia pipe |  |  | m
ML_HUHP0147 | PP-R Pipe | PP-R SDR-7.4, 32mm Dia pipe |  |  | m
ML_HUHP0148 | PP-R Pipe | PP-R SDR-7.4, 40mm Dia pipe |  |  | m
ML_HUHP0149 | PP-R Pipe | PP-R SDR-7.4, 50mm Dia pipe |  |  | m
ML_HUHP0150 | PP-R Pipe | PP-R SDR-7.4, 63mm Dia pipe |  |  | m
ML_HUHP0151 | PP-R Pipe | PP-R SDR-7.4, 75mm Dia pipe |  |  | m
ML_HUHP0152 | PP-R Pipe | PP-R SDR-7.4, 90mm Dia pipe |  |  | m
ML_HUHP0153 | PP-R Pipe | PP-R SDR-7.4, 110mm Dia pipe |  |  | m
ML_HUHP0154 | PP-R Pipe | PP-R SDR-7.4, 125mm Dia pipe |  |  | m
ML_HUHP0155 | PP-R Pipe | PP-R SDR-7.4, 140mm Dia pipe |  |  | m
ML_HUHP0156 | PP-R Pipe | PP-R SDR-7.4, 160mm Dia pipe |  |  | m
ML_HUHP0157 | PP-R Pipe | PP-R SDR-7.4, 180mm Dia pipe |  |  | m
ML_HUHP0158 | PP-R Pipe | PP-R SDR-7.4, 200mm Dia pipe |  |  | m
ML_HUHP0159 | PP-R Pipe | PP-R SDR-6, 16mm Dia pipe |  |  | m
ML_HUHP0160 | PP-R Pipe | PP-R SDR-6, 20mm Dia pipe |  |  | m
ML_HUHP0161 | PP-R Pipe | PP-R SDR-6, 25mm Dia pipe |  |  | m
ML_HUHP0162 | PP-R Pipe | PP-R SDR-6, 32mm Dia pipe |  |  | m
ML_HUHP0163 | PP-R Pipe | PP-R SDR-6, 40mm Dia pipe |  |  | m
ML_HUHP0164 | PP-R Pipe | PP-R SDR-6, 50mm Dia pipe |  |  | m
ML_HUHP0165 | PP-R Pipe | PP-R SDR-6, 63mm Dia pipe |  |  | m
ML_HUHP0166 | PP-R Pipe | PP-R SDR-6, 75mm Dia pipe |  |  | m
ML_HUHP0167 | PP-R Pipe | PP-R SDR-6, 90mm Dia pipe |  |  | m
ML_HUHP0168 | PP-R Pipe | PP-R SDR-6, 110mm Dia pipe |  |  | m
ML_HUHP0169 | PP-R Pipe | PP-R SDR-6, 125mm Dia pipe |  |  | m
ML_HUHP0170 | PP-R Pipe | PP-R SDR-6, 140mm Dia pipe |  |  | m
ML_HUHP0171 | PP-R Pipe | PP-R SDR-6, 160mm Dia pipe |  |  | m
ML_HUHP0172 | PP-R Pipe | PP-R SDR-6, 180mm Dia pipe |  |  | m
ML_HUHP0173 | PP-R Pipe | PP-R SDR-6, 200mm Dia pipe |  |  | m
ML_HUHP0174 | PP-R Pipe | PP-R SDR-5, 16mm Dia pipe |  |  | m
ML_HUHP0175 | PP-R Pipe | PP-R SDR-5, 20mm Dia pipe |  |  | m
ML_HUHP0176 | PP-R Pipe | PP-R SDR-5, 25mm Dia pipe |  |  | m
ML_HUHP0177 | PP-R Pipe | PP-R SDR-5, 32mm Dia pipe |  |  | m
ML_HUHP0178 | PP-R Pipe | PP-R SDR-5, 40mm Dia pipe |  |  | m
ML_HUHP0179 | PP-R Pipe | PP-R SDR-5, 50mm Dia pipe |  |  | m
ML_HUHP0180 | PP-R Pipe | PP-R SDR-5, 63mm Dia pipe |  |  | m
ML_HUHP0181 | PP-R Pipe | PP-R SDR-5, 75mm Dia pipe |  |  | m
ML_HUHP0182 | PP-R Pipe | PP-R SDR-5, 90mm Dia pipe |  |  | m
ML_HUHP0183 | PP-R Pipe | PP-R SDR-5, 110mm Dia pipe |  |  | m
ML_HUHP0184 | PP-R Pipe | PP-R SDR-5, 125mm Dia pipe |  |  | m
ML_HUHP0185 | PP-R Pipe | PP-R SDR-5, 140mm Dia pipe |  |  | m
ML_HUHP0186 | PP-R Pipe | PP-R SDR-5, 160mm Dia pipe |  |  | m
ML_HUHP0187 | PP-R Pipe | PP-R SDR-5, 180mm Dia pipe |  |  | m
ML_HUHP0188 | PP-R Pipe | PP-R SDR-5, 200mm Dia pipe |  |  | m
ML_HUHP0189 | PVC Pipe | PVC 20mm Dia Pipe |  |  | m
ML_HUHP0190 | PVC Pipe | PVC 25mm Dia Pipe |  |  | m
ML_HUHP0191 | PVC Pipe | PVC 32mm Dia Pipe |  |  | m
ML_HUHP0192 | PVC Pipe | PVC 40mm Dia Pipe |  |  | m
ML_HUHP0193 | PVC Pipe | PVC 50mm Dia Pipe |  |  | m
ML_HUHP0194 | uPVC Pipe | uPVC 20mm Dia Pipe |  |  | m
ML_HUHP0195 | uPVC Pipe | uPVC 25mm Dia Pipe |  |  | m
ML_HUHP0196 | uPVC Pipe | uPVC 32mm Dia Pipe |  |  | m
ML_HUHP0197 | uPVC Pipe | uPVC 40mm Dia Pipe |  |  | m
ML_HUHP0198 | uPVC Pipe | uPVC 50mm Dia Pipe |  |  | m
ML_HUHP0199 | HDPE Pipe | HDPE SDR-17 20 mm Dia pipe |  |  | m
ML_HUHP0200 | HDPE Pipe | HDPE SDR-17 25 mm Dia pipe |  |  | m
ML_HUHP0201 | HDPE Pipe | HDPE SDR-17 32 mm Dia pipe |  |  | m
ML_HUHP0202 | HDPE Pipe | HDPE SDR-17 40 mm Dia pipe |  |  | m
ML_HUHP0203 | HDPE Pipe | HDPE SDR-17 50 mm Dia pipe |  |  | m
ML_HUHP0204 | HDPE Pipe | HDPE SDR-17 63 mm Dia pipe |  |  | m
ML_HUHP0205 | HDPE Pipe | HDPE SDR-17 75 mm Dia pipe |  |  | m
ML_HUHP0206 | HDPE Pipe | HDPE SDR-17 90 mm Dia pipe |  |  | m
ML_HUHP0207 | HDPE Pipe | HDPE SDR-17 110 mm Dia pipe |  |  | m
ML_HUHP0208 | HDPE Pipe | HDPE SDR-17 125 mm Dia pipe |  |  | m
ML_HUHP0209 | HDPE Pipe | HDPE SDR-17 140 mm Dia pipe |  |  | m
ML_HUHP0210 | HDPE Pipe | HDPE SDR-17 160 mm Dia pipe |  |  | m
ML_HUHP0211 | HDPE Pipe | HDPE SDR-17 180 mm Dia pipe |  |  | m
ML_HUHP0212 | HDPE Pipe | HDPE SDR-17 200 mm Dia pipe |  |  | m
ML_HUHP0213 | HDPE Pipe | HDPE SDR-17 225 mm Dia pipe |  |  | m
ML_HUHP0214 | HDPE Pipe | HDPE SDR-17 250 mm Dia pipe |  |  | m
ML_HUHP0215 | HDPE Pipe | HDPE SDR-17 280 mm Dia pipe |  |  | m
ML_HUHP0216 | HDPE Pipe | HDPE SDR-17 315 mm Dia pipe |  |  | m
ML_HUHP0217 | HDPE Pipe | HDPE SDR-17 355 mm Dia pipe |  |  | m
ML_HUHP0218 | HDPE Pipe | HDPE SDR-17 400 mm Dia pipe |  |  | m
ML_HUHP0219 | HDPE Pipe | HDPE SDR-11 20 mm Dia pipe |  |  | m
ML_HUHP0220 | HDPE Pipe | HDPE SDR-11 25 mm Dia pipe |  |  | m
ML_HUHP0221 | HDPE Pipe | HDPE SDR-11 32 mm Dia pipe |  |  | m
ML_HUHP0222 | HDPE Pipe | HDPE SDR-11 40 mm Dia pipe |  |  | m
ML_HUHP0223 | HDPE Pipe | HDPE SDR-11 50 mm Dia pipe |  |  | m
ML_HUHP0224 | HDPE Pipe | HDPE SDR-11 63 mm Dia pipe |  |  | m
ML_HUHP0225 | HDPE Pipe | HDPE SDR-11 75 mm Dia pipe |  |  | m
ML_HUHP0226 | HDPE Pipe | HDPE SDR-11 90 mm Dia pipe |  |  | m
ML_HUHP0227 | HDPE Pipe | HDPE SDR-11 110 mm Dia pipe |  |  | m
ML_HUHP0228 | HDPE Pipe | HDPE SDR-11 125 mm Dia pipe |  |  | m
ML_HUHP0229 | HDPE Pipe | HDPE SDR-11 140 mm Dia pipe |  |  | m
ML_HUHP0230 | HDPE Pipe | HDPE SDR-11 160 mm Dia pipe |  |  | m
ML_HUHP0231 | HDPE Pipe | HDPE SDR-11 180 mm Dia pipe |  |  | m
ML_HUHP0232 | HDPE Pipe | HDPE SDR-11 200 mm Dia pipe |  |  | m
ML_HUHP0233 | HDPE Pipe | HDPE SDR-11 225 mm Dia pipe |  |  | m
ML_HUHP0234 | HDPE Pipe | HDPE SDR-11 250 mm Dia pipe |  |  | m
ML_HUHP0235 | HDPE Pipe | HDPE SDR-11 280 mm Dia pipe |  |  | m
ML_HUHP0236 | HDPE Pipe | HDPE SDR-11 315 mm Dia pipe |  |  | m
ML_HUHP0237 | HDPE Pipe | HDPE SDR-11 355 mm Dia pipe |  |  | m
ML_HUHP0238 | HDPE Pipe | HDPE SDR-11 400 mm Dia pipe |  |  | m
ML_HUHP0239 | HDPE Pipe | HDPE SDR-9 20 mm Dia pipe |  |  | m
ML_HUHP0240 | HDPE Pipe | HDPE SDR-9 25 mm Dia pipe |  |  | m
ML_HUHP0241 | HDPE Pipe | HDPE SDR-9 32 mm Dia pipe |  |  | m
ML_HUHP0242 | HDPE Pipe | HDPE SDR-9 40 mm Dia pipe |  |  | m
ML_HUHP0243 | HDPE Pipe | HDPE SDR-9 50 mm Dia pipe |  |  | m
ML_HUHP0244 | HDPE Pipe | HDPE SDR-9 63 mm Dia pipe |  |  | m
ML_HUHP0245 | HDPE Pipe | HDPE SDR-9 75 mm Dia pipe |  |  | m
ML_HUHP0246 | HDPE Pipe | HDPE SDR-9 90 mm Dia pipe |  |  | m
ML_HUHP0247 | HDPE Pipe | HDPE SDR-9 110 mm Dia pipe |  |  | m
ML_HUHP0248 | HDPE Pipe | HDPE SDR-9 125 mm Dia pipe |  |  | m
ML_HUHP0249 | HDPE Pipe | HDPE SDR-9 140 mm Dia pipe |  |  | m
ML_HUHP0250 | HDPE Pipe | HDPE SDR-9 160 mm Dia pipe |  |  | m
ML_HUHP0251 | HDPE Pipe | HDPE SDR-9 180 mm Dia pipe |  |  | m
ML_HUHP0252 | HDPE Pipe | HDPE SDR-9 200 mm Dia pipe |  |  | m
ML_HUHP0253 | HDPE Pipe | HDPE SDR-9 225 mm Dia pipe |  |  | m
ML_HUHP0254 | HDPE Pipe | HDPE SDR-9 250 mm Dia pipe |  |  | m
ML_HUHP0255 | HDPE Pipe | HDPE SDR-9 280 mm Dia pipe |  |  | m
ML_HUHP0256 | HDPE Pipe | HDPE SDR-9 315 mm Dia pipe |  |  | m
ML_HUHP0257 | HDPE Pipe | HDPE SDR-9 355 mm Dia pipe |  |  | m
ML_HUHP0258 | HDPE Pipe | HDPE SDR-9 400 mm Dia pipe |  |  | m
ML_HUHP0259 | HDPE Pipe | HDPE SDR-7.4 20 mm Dia pipe |  |  | m
ML_HUHP0260 | HDPE Pipe | HDPE SDR-7.4 25 mm Dia pipe |  |  | m
ML_HUHP0261 | HDPE Pipe | HDPE SDR-7.4 32 mm Dia pipe |  |  | m
ML_HUHP0262 | HDPE Pipe | HDPE SDR-7.4 40 mm Dia pipe |  |  | m
ML_HUHP0263 | HDPE Pipe | HDPE SDR-7.4 50 mm Dia pipe |  |  | m
ML_HUHP0264 | HDPE Pipe | HDPE SDR-7.4 63 mm Dia pipe |  |  | m
ML_HUHP0265 | HDPE Pipe | HDPE SDR-7.4 75 mm Dia pipe |  |  | m
ML_HUHP0266 | HDPE Pipe | HDPE SDR-7.4 7.40 mm Dia pipe |  |  | m
ML_HUHP0267 | HDPE Pipe | HDPE SDR-7.4 110 mm Dia pipe |  |  | m
ML_HUHP0268 | HDPE Pipe | HDPE SDR-7.4 125 mm Dia pipe |  |  | m
ML_HUHP0269 | HDPE Pipe | HDPE SDR-7.4 140 mm Dia pipe |  |  | m
ML_HUHP0270 | HDPE Pipe | HDPE SDR-7.4 160 mm Dia pipe |  |  | m
ML_HUHP0271 | HDPE Pipe | HDPE SDR-7.4 180 mm Dia pipe |  |  | m
ML_HUHP0272 | HDPE Pipe | HDPE SDR-7.4 200 mm Dia pipe |  |  | m
ML_HUHP0273 | HDPE Pipe | HDPE SDR-7.4 225 mm Dia pipe |  |  | m
ML_HUHP0274 | HDPE Pipe | HDPE SDR-7.4 250 mm Dia pipe |  |  | m
ML_HUHP0275 | HDPE Pipe | HDPE SDR-7.4 280 mm Dia pipe |  |  | m
ML_HUHP0276 | HDPE Pipe | HDPE SDR-7.4 315 mm Dia pipe |  |  | m
ML_HUHP0277 | HDPE Pipe | HDPE SDR-7.4 355 mm Dia pipe |  |  | m
ML_HUHP0278 | HDPE Pipe | HDPE SDR-7.4 400 mm Dia pipe |  |  | m
ML_HUHP0279 | Underground MS Pipe | Underground Heavy Class 80mm dia MS pipe |  |  | m
ML_HUHP0280 | Underground MS Pipe | Underground Heavy Class 100mm dia MS pipe |  |  | m
ML_HUHP0281 | Underground MS Pipe | Underground Heavy Class 125mm dia MS pipe |  |  | m
ML_HUHP0282 | Underground MS Pipe | Underground Heavy Class 150mm dia MS pipe |  |  | m
ML_HUHP0283 | Underground MS Pipe | Underground Heavy Class 200mm dia MS pipe |  |  | m
ML_HUHP0284 | Underground MS Pipe | Underground Heavy Class 250mm dia MS pipe |  |  | m
ML_HUHP0285 | Underground MS Pipe | Underground Heavy Class 300mm dia MS pipe |  |  | m
ML_HUHP0286 | Underground MS Pipe | Underground Heavy Class 350mm dia.MS pipe |  |  | m
ML_HUHP0287 | Underground MS Pipe | Underground Heavy Class 350mm dia MS pipe |  |  | m
ML_HUHP0288 | Underground DI Pipe | Underground Heavy Class 450mm dia MS pipe |  |  | m
ML_HUHP0289 | Underground DI Pipe | Underground K7 class S/S type 80mm DI pipe |  |  | m
ML_HUHP0305 | Underground DI Pipe | Underground K7 class S/S type 80mm DI pipe |  |  | m
ML_HUHP0306 | Underground DI Pipe | Underground K7 class S/S type 100mm DI pipe |  |  | m
ML_HUHP0307 | Underground DI Pipe | Underground K7 class S/S type 150mm DI pipe |  |  | m
ML_HUHP0308 | Underground DI Pipe | Underground K7 class S/S type 200mm DI pipe |  |  | m
ML_HUHP0309 | Underground DI Pipe | Underground K7 class S/S type 250mm DI pipe |  |  | m
ML_HUHP0310 | Underground DI Pipe | Underground K7 class S/S type 300mm DI pipe |  |  | m
ML_HUHP0311 | Underground DI Pipe | Underground K7 class S/S type 350mm DI pipe |  |  | m
ML_HUHP0312 | Underground DI Pipe | Underground K7 class S/S type 450mm DI pipe |  |  | m
ML_HUHP0313 | Underground DI Pipe | Underground K9 class S/S type 80mm DI pipe |  |  | m
ML_HUHP0314 | Underground DI Pipe | Underground K9 class S/S type 100mm DI pipe |  |  | m
ML_HUHP0315 | Underground DI Pipe | Underground K9 class S/S type 150mm DI pipe |  |  | m
ML_HUHP0316 | Underground DI Pipe | Underground K9 class S/S type 200mm DI pipe |  |  | m
ML_HUHP0317 | Underground DI Pipe | Underground K9 class S/S type 250mm DI pipe |  |  | m
ML_HUHP0318 | Underground DI Pipe | Underground K9 class S/S type 300mm DI pipe |  |  | m
ML_HUHP0319 | Underground DI Pipe | Underground K9 class S/S type 350mm DI pipe |  |  | m
ML_HUHP0320 | Underground DI Pipe | Underground K9 class S/S type 450mm DI pipe |  |  | m
ML_MLCS27_007 | Accessories | MS Support & hangers |  |  | kg
ML_WRC001 | Wraping Coating of Pipe | Wraping Coating of Pipe |  |  | kg
ML_SCP0001 | Steam Condensate Pumps | Steam Condensate Pumps , Flow Rate 6.5 GPM & Head 35ft |  |  | nos
ML_SCP0002 | Steam Condensate Pumps | Steam Condensate Pumps , Flow Rate 6.5 GPM & Head 50ft |  |  | nos
ML_SCP0003 | Steam Condensate Pumps | Steam Condensate Pumps , Flow Rate 13 GPM & Head 35ft |  |  | nos
ML_SCP0004 | Steam Condensate Pumps | Steam Condensate Pumps , Flow Rate 13 GPM & Head 50ft |  |  | nos
ML_BEP0001 | Base mounted end suction pump | Base mounted end suction pump flow of 40m³/hr & Head 10m |  |  | nos
ML_BEP0002 | Base mounted end suction pump | Base mounted end suction pump flow of 40m³/hr & Head 15m |  |  | nos
ML_BEP0003 | Base mounted end suction pump | Base mounted end suction pump flow of 40m³/hr & Head 20m |  |  | nos
ML_BEP0004 | Base mounted end suction pump | Base mounted end suction pump flow of 40m³/hr & Head 40m |  |  | nos
ML_BEP0005 | Base mounted end suction pump | Base mounted end suction pump flow of 40m³/hr & Head 60m |  |  | nos
ML_BEP0006 | Base mounted end suction pump | Base mounted end suction pump flow of 50m³/hr & Head 10m |  |  | nos
ML_BEP0007 | Base mounted end suction pump | Base mounted end suction pump flow of 50m³/hr & Head 15m |  |  | nos
ML_BEP0008 | Base mounted end suction pump | Base mounted end suction pump flow of 50m³/hr & Head 20m |  |  | nos
ML_BEP0009 | Base mounted end suction pump | Base mounted end suction pump flow of 50m³/hr & Head 40m |  |  | nos
ML_BEP0010 | Base mounted end suction pump | Base mounted end suction pump flow of 50m³/hr & Head 60m |  |  | nos
ML_BEP0011 | Base mounted end suction pump | Base mounted end suction pump flow of 100m³/hr & Head 10m |  |  | nos
ML_BEP0012 | Base mounted end suction pump | Base mounted end suction pump flow of 100m³/hr & Head 15m |  |  | nos
ML_BEP0013 | Base mounted end suction pump | Base mounted end suction pump flow of 100m³/hr & Head 20m |  |  | nos
ML_BEP0014 | Base mounted end suction pump | Base mounted end suction pump flow of 100m³/hr & Head 40m |  |  | nos
ML_BEP0015 | Base mounted end suction pump | Base mounted end suction pump flow of 100m³/hr & Head 60m |  |  | nos
ML_BEP0016 | Base mounted end suction pump | Base mounted end suction pump flow of 200m³/hr & Head 10m |  |  | nos
ML_BEP0017 | Base mounted end suction pump | Base mounted end suction pump flow of 200m³/hr & Head 15m |  |  | nos
ML_BEP0018 | Base mounted end suction pump | Base mounted end suction pump flow of 200m³/hr & Head 20m |  |  | nos
ML_BEP0019 | Base mounted end suction pump | Base mounted end suction pump flow of 200m³/hr & Head 40m |  |  | nos
ML_BEP0020 | Base mounted end suction pump | Base mounted end suction pump flow of 200m³/hr & Head 60m |  |  | nos
ML_BEP0021 | Base mounted end suction pump | Base mounted end suction pump flow of 200m³/hr & Head 80m |  |  | nos
ML_BEP0022 | Base mounted end suction pump | Base mounted end suction pump flow of 300m³/hr & Head 10m |  |  | nos
ML_BEP0023 | Base mounted end suction pump | Base mounted end suction pump flow of 300m³/hr & Head 15m |  |  | nos
ML_BEP0024 | Base mounted end suction pump | Base mounted end suction pump flow of 300m³/hr & Head 20m |  |  | nos
ML_BEP0025 | Base mounted end suction pump | Base mounted end suction pump flow of 300m³/hr & Head 40m |  |  | nos
ML_BEP0026 | Base mounted end suction pump | Base mounted end suction pump flow of 300m³/hr & Head 60m |  |  | nos
ML_BEP0027 | Base mounted end suction pump | Base mounted end suction pump flow of 300m³/hr & Head 80m |  |  | nos
ML_BEP0028 | Base mounted end suction pump | Base mounted end suction pump flow of 400m³/hr & Head 10m |  |  | nos
ML_BEP0029 | Base mounted end suction pump | Base mounted end suction pump flow of 400m³/hr & Head 15m |  |  | nos
ML_BEP0030 | Base mounted end suction pump | Base mounted end suction pump flow of 400m³/hr & Head 20m |  |  | nos
ML_BEP0031 | Base mounted end suction pump | Base mounted end suction pump flow of 400m³/hr & Head 40m |  |  | nos
ML_BEP0032 | Base mounted end suction pump | Base mounted end suction pump flow of 400m³/hr & Head 60m |  |  | nos
ML_BEP0033 | Base mounted end suction pump | Base mounted end suction pump flow of 400m³/hr & Head 80m |  |  | nos
ML_BEP0034 | Base mounted end suction pump | Base mounted end suction pump flow of 450m³/hr & Head 10m |  |  | nos
ML_BEP0035 | Base mounted end suction pump | Base mounted end suction pump flow of 450m³/hr & Head 15m |  |  | nos
ML_BEP0036 | Base mounted end suction pump | Base mounted end suction pump flow of 450m³/hr & Head 20m |  |  | nos
ML_BEP0037 | Base mounted end suction pump | Base mounted end suction pump flow of 450m³/hr & Head 40m |  |  | nos
ML_BEP0038 | Base mounted end suction pump | Base mounted end suction pump flow of 450m³/hr & Head 60m |  |  | nos
ML_BEP0039 | Base mounted end suction pump | Base mounted end suction pump flow of 450m³/hr & Head 80m |  |  | nos
ML_ICP0001 | Inline circulation pump | Vertical inline circulation pump flow of cast iron flow rate 40m³/hr, Head 10m |  |  | nos
ML_ICP0002 | Inline circulation pump | Vertical inline circulation pump flow of cast iron flow rate 40m³/hr & Head 15m |  |  | nos
ML_ICP0003 | Inline circulation pump | Vertical inline circulation pump flow of cast iron flow rate 40m³/hr & Head 20m |  |  | nos
ML_ICP0004 | Inline circulation pump | Vertical inline circulation pump flow of cast iron flow rate 40m³/hr & Head 40m |  |  | nos
ML_ICP0005 | Inline circulation pump | Vertical inline circulation pump flow of cast iron flow rate 40m³/hr & Head 60m |  |  | nos
ML_ICP0006 | Inline circulation pump | Vertical inline circulation pump flow of cast iron flow rate 50m³/hr, Head 10m |  |  | nos
ML_ICP0007 | Inline circulation pump | Vertical inline circulation pump flow of cast iron flow rate 50m³/hr & Head 15m |  |  | nos
ML_ICP0008 | Inline circulation pump | Vertical inline circulation pump flow of cast iron flow rate 50m³/hr & Head 20m |  |  | nos
ML_ICP0009 | Inline circulation pump | Vertical inline circulation pump flow of cast iron flow rate 50m³/hr & Head 40m |  |  | nos
ML_ICP0010 | Inline circulation pump | Vertical inline circulation pump flow of cast iron flow rate 50m³/hr & Head 60m |  |  | nos
ML_ICP0011 | Inline circulation pump | Vertical inline circulation pump flow of cast iron flow rate 100m³/hr & Head 10m |  |  | nos
ML_ICP0012 | Inline circulation pump | Vertical inline circulation pump flow of cast iron flow rate 100m³/hr & Head 15m |  |  | nos
ML_ICP0013 | Inline circulation pump | Vertical inline circulation pump flow of cast iron flow rate 100m³/hr & Head 20m |  |  | nos
ML_ICP0014 | Inline circulation pump | Vertical inline circulation pump flow of cast iron flow rate 100m³/hr & Head 40m |  |  | nos
ML_ICP0015 | Inline circulation pump | Vertical inline circulation pump flow of cast iron flow rate 100m³/hr & Head 60m |  |  | nos
ML_ICP0016 | Inline circulation pump | Vertical inline circulation pump flow of cast iron flow rate 200m³/hr & Head 10m |  |  | nos
ML_ICP0017 | Inline circulation pump | Vertical inline circulation pump flow of cast iron flow rate 200m³/hr & Head 15m |  |  | nos
ML_ICP0018 | Inline circulation pump | Vertical inline circulation pump flow of cast iron flow rate 200m³/hr & Head 20m |  |  | nos
ML_ICP0019 | Inline circulation pump | Vertical inline circulation pump flow of cast iron flow rate 200m³/hr & Head 40m |  |  | nos
ML_ICP0020 | Inline circulation pump | Vertical inline circulation pump flow of cast iron flow rate 200m³/hr & Head 60m |  |  | nos
ML_ICP0021 | Inline circulation pump | Vertical inline circulation pump flow of cast iron flow rate 300m³/hr & Head 10m |  |  | nos
ML_ICP0022 | Inline circulation pump | Vertical inline circulation pump flow of cast iron flow rate 300m³/hr & Head 15m |  |  | nos
ML_ICP0023 | Inline circulation pump | Vertical inline circulation pump flow of cast iron flow rate 300m³/hr & Head 20m |  |  | nos
ML_ICP0024 | Inline circulation pump | Vertical inline circulation pump flow of cast iron flow rate 300m³/hr & Head 40m |  |  | nos
ML_ICP0025 | Inline circulation pump | Vertical inline circulation pump flow of cast iron flow rate 300m³/hr & Head 60m |  |  | nos
ML_ICP0026 | Inline circulation pump | Vertical inline circulation pump flow of cast iron flow rate 400m³/hr & Head 10m |  |  | nos
ML_ICP0027 | Inline circulation pump | Vertical inline circulation pump flow of cast iron flow rate 400m³/hr & Head 15m |  |  | nos
ML_ICP0028 | Inline circulation pump | Vertical inline circulation pump flow of cast iron flow rate 400m³/hr & Head 20m |  |  | nos
ML_ICP0029 | Inline circulation pump | Vertical inline circulation pump flow of cast iron flow rate 400m³/hr & Head 40m |  |  | nos
ML_ICP0030 | Inline circulation pump | Vertical inline circulation pump flow of cast iron flow rate 400m³/hr & Head 60m |  |  | nos
ML_ICP0031 | Inline circulation pump | Vertical inline circulation pump flow of cast iron flow rate 450m³/hr & Head 10m |  |  | nos
ML_ICP0032 | Inline circulation pump | Vertical inline circulation pump flow of cast iron flow rate 450m³/hr & Head 15m |  |  | nos
ML_ICP0033 | Inline circulation pump | Vertical inline circulation pump flow of cast iron flow rate 450m³/hr & Head 20m |  |  | nos
ML_ICP0034 | Inline circulation pump | Vertical inline circulation pump flow of cast iron flow rate 450m³/hr & Head 40m |  |  | nos
ML_ICP0035 | Inline circulation pump | Vertical inline circulation pump flow of cast iron flow rate 450m³/hr & Head 60m |  |  | nos
ML_HSP0001 | Horizontal split case pump | Horizontal split case pump flow of cast iron capacity 40m³/hr & Head 10m |  |  | nos
ML_HSP0002 | Horizontal split case pump | Horizontal split case pump flow of cast iron capacity 40m³/hr & Head 15m |  |  | nos
ML_HSP0003 | Horizontal split case pump | Horizontal split case pump flow of cast iron capacity 40m³/hr & Head 20m |  |  | nos
ML_HSP0004 | Horizontal split case pump | Horizontal split case pump flow of cast iron capacity 40m³/hr & Head 40m |  |  | nos
ML_HSP0005 | Horizontal split case pump | Horizontal split case pump flow of cast iron capacity 40m³/hr & Head 60m |  |  | nos
ML_HSP0006 | Horizontal split case pump | Horizontal split case pump flow of cast iron capacity 40m³/hr & Head 80m |  |  | nos
ML_HSP0009 | Horizontal split case pump | Horizontal split case pump flow of cast iron capacity 50m³/hr & Head 10m |  |  | nos
ML_HSP0010 | Horizontal split case pump | Horizontal split case pump flow of cast iron capacity 50m³/hr & Head 15m |  |  | nos
ML_HSP0011 | Horizontal split case pump | Horizontal split case pump flow of cast iron capacity 50m³/hr & Head 20m |  |  | nos
ML_HSP0012 | Horizontal split case pump | Horizontal split case pump flow of cast iron capacity 50m³/hr & Head 40m |  |  | nos
ML_HSP0013 | Horizontal split case pump | Horizontal split case pump flow of cast iron capacity 50m³/hr & Head 60m |  |  | nos
ML_HSP0014 | Horizontal split case pump | Horizontal split case pump flow of cast iron capacity 50m³/hr & Head 80m |  |  | nos
ML_HSP0017 | Horizontal split case pump | Horizontal split case pump flow of cast iron capacity 100m³/hr & Head 10m |  |  | nos
ML_HSP0018 | Horizontal split case pump | Horizontal split case pump flow of cast iron capacity 100m³/hr & Head 15m |  |  | nos
ML_HSP0019 | Horizontal split case pump | Horizontal split case pump flow of cast iron capacity 100m³/hr & Head 20m |  |  | nos
ML_HSP0020 | Horizontal split case pump | Horizontal split case pump flow of cast iron capacity 100m³/hr & Head 40m |  |  | nos
ML_HSP0021 | Horizontal split case pump | Horizontal split case pump flow of cast iron capacity 100m³/hr & Head 60m |  |  | nos
ML_HSP0022 | Horizontal split case pump | Horizontal split case pump flow of cast iron capacity 100m³/hr & Head 80m |  |  | nos
ML_HSP0025 | Horizontal split case pump | Horizontal split case pump flow of cast iron capacity 200m³/hr & Head 10m |  |  | nos
ML_HSP0026 | Horizontal split case pump | Horizontal split case pump flow of cast iron capacity 200m³/hr & Head 15m |  |  | nos
ML_HSP0027 | Horizontal split case pump | Horizontal split case pump flow of cast iron capacity 200m³/hr & Head 20m |  |  | nos
ML_HSP0028 | Horizontal split case pump | Horizontal split case pump flow of cast iron capacity 200m³/hr & Head 40m |  |  | nos
ML_HSP0029 | Horizontal split case pump | Horizontal split case pump flow of cast iron capacity 200m³/hr & Head 60m |  |  | nos
ML_HSP0030 | Horizontal split case pump | Horizontal split case pump flow of cast iron capacity 200m³/hr & Head 80m |  |  | nos
ML_HSP0031 | Horizontal split case pump | Horizontal split case pump flow of cast iron capacity 300m³/hr & Head 10m |  |  | nos
ML_HSP0032 | Horizontal split case pump | Horizontal split case pump flow of cast iron capacity 300m³/hr & Head 15m |  |  | nos
ML_HSP0033 | Horizontal split case pump | Horizontal split case pump flow of cast iron capacity 300m³/hr & Head 20m |  |  | nos
ML_HSP0034 | Horizontal split case pump | Horizontal split case pump flow of cast iron capacity 300m³/hr & Head 40m |  |  | nos
ML_HSP0035 | Horizontal split case pump | Horizontal split case pump flow of cast iron capacity 300m³/hr & Head 60m |  |  | nos
ML_HSP0036 | Horizontal split case pump | Horizontal split case pump flow of cast iron capacity 300m³/hr & Head 80m |  |  | nos
ML_HSP0037 | Horizontal split case pump | Horizontal split case pump flow of cast iron capacity 400m³/hr & Head 10m |  |  | nos
ML_HSP0038 | Horizontal split case pump | Horizontal split case pump flow of cast iron capacity 400m³/hr & Head 15m |  |  | nos
ML_HSP0039 | Horizontal split case pump | Horizontal split case pump flow of cast iron capacity 400m³/hr & Head 20m |  |  | nos
ML_HSP0040 | Horizontal split case pump | Horizontal split case pump flow of cast iron capacity 400m³/hr & Head 40m |  |  | nos
ML_HSP0041 | Horizontal split case pump | Horizontal split case pump flow of cast iron capacity 400m³/hr & Head 60m |  |  | nos
ML_HSP0042 | Horizontal split case pump | Horizontal split case pump flow of cast iron capacity 400m³/hr & Head 80m |  |  | nos
ML_HSP0045 | Horizontal split case pump | Horizontal split case pump flow of cast iron capacity 450m³/hr & Head 10m |  |  | nos
ML_HSP0046 | Horizontal split case pump | Horizontal split case pump flow of cast iron capacity 450m³/hr & Head 15m |  |  | nos
ML_HSP0047 | Horizontal split case pump | Horizontal split case pump flow of cast iron capacity 450m³/hr & Head 20m |  |  | nos
ML_HSP0048 | Horizontal split case pump | Horizontal split case pump flow of cast iron capacity 450m³/hr & Head 40m |  |  | nos
ML_HSP0049 | Horizontal split case pump | Horizontal split case pump flow of cast iron capacity 450m³/hr & Head 60m |  |  | nos
ML_HSP0050 | Horizontal split case pump | Horizontal split case pump flow of cast iron capacity 450m³/hr & Head 80m |  |  | nos
ML_HSP0051 | Horizontal split case pump | Horizontal split case pump flow of cast iron capacity 450m³/hr & Head 100m |  |  | nos
ML_AVM0001 | Anti vibration accessories | Anti vibration mount for 0-80kg |  |  | nos
ML_AVM0002 | Anti vibration accessories | Anti vibration mount for 50-120kg |  |  | nos
ML_AVM0003 | Anti vibration accessories | Anti vibration mount for 80-150kg |  |  | nos
ML_AVM0004 | Anti vibration accessories | Anti vibration mount for 120-300kg |  |  | nos
ML_AVM0005 | Anti vibration accessories | Anti vibration mount for 250-500kg |  |  | nos
ML_AVM0006 | Anti vibration accessories | Anti vibration mount for 400-800kg |  |  | nos
ML_AVM0007 | Anti vibration accessories | Anti vibration mount for 600-1100kg |  |  | nos
ML_AVM0008 | Anti vibration accessories | Anti vibration mount for 1000-1600kg |  |  | nos
ML_AVM0009 | Anti vibration accessories | Anti vibration mount for 1400-2400kg |  |  | nos
ML_AVM0010 | Anti vibration accessories | Anti vibration mount for 2000-3500kg |  |  | nos
ML_AVM0011 | Anti vibration accessories | Spring Isolators for 0-80kg |  |  | nos
ML_AVM0012 | Anti vibration accessories | Spring Isolators for 50-120kg |  |  | nos
ML_AVM0013 | Anti vibration accessories | Spring Isolators for 80-150kg |  |  | nos
ML_AVM0014 | Anti vibration accessories | Spring Isolators for 120-300kg |  |  | nos
ML_AVM0015 | Anti vibration accessories | Spring Isolators for 250-500kg |  |  | nos
ML_AVM0016 | Anti vibration accessories | Spring Isolators for 400-800kg |  |  | nos
ML_AVM0017 | Anti vibration accessories | Spring Isolators for 600-1100kg |  |  | nos
ML_AVM0018 | Anti vibration accessories | Spring Isolators for 1000-1600kg |  |  | nos
ML_AVM0019 | Anti vibration accessories | Spring Isolators for 1400-2400kg |  |  | nos
ML_AVM0020 | Anti vibration accessories | Spring Isolators for 2000-3500kg |  |  | nos
ML_AVM0021 | Anti - Vibration Rubber Pads | Anti - Vibration Rubber Pads thikness 15mm |  |  | sqm
ML_AVM0022 | Anti - Vibration Rubber Pads | Anti - Vibration Rubber Pads thikness 20mm |  |  | sqm
ML_AVM0023 | Anti - Vibration Rubber Pads | Anti - Vibration Rubber Pads thikness 25mm |  |  | sqm
ML_AVM0024 | Anti - Vibration Rubber Pads | Anti - Vibration Rubber Pads thikness 35mm |  |  | sqm
ML_AVM0025 | Anti - Vibration Rubber Pads | Anti - Vibration Rubber Pads thikness 50mm |  |  | sqm
ML_AVM0026 | Anti - Vibration Rubber Pads | Anti - Vibration Rubber Pads thikness 65mm |  |  | sqm
ML_GNB0001 | Nuts & bolts | Grouting & nuts & bolts |  |  | kg
ML_HUDM0001 | Fire Damper | GI Fire Damper with fusible link- 22 G |  |  | sqm
ML_HUDM0002 | Fire Damper | GI Fire Damper with fusible link- 18 G |  |  | sqm
ML_HUDM0003 | Fire Damper | GI Fire Damper with fusible link- 16 G |  |  | sqm
ML_HUDM0004 | Fire Damper | Aluminium Fire Damper with fusible link- 22 G |  |  | sqm
ML_HUDM0005 | Fire Damper | Aluminium Fire Damper with fusible link- 18 G |  |  | sqm
ML_HUDM0006 | Fire Damper | Aluminium Fire Damper with fusible link- 16 G |  |  | sqm
ML_HUDM0007 | Fire Damper | GI Motorized Fire Damper- 22 G |  |  | sqm
ML_HUDM0008 | Fire Damper | GI Motorized Fire Damper- 18 G |  |  | sqm
ML_HUDM0009 | Fire Damper | GI Motorized Fire Damper- 16 G |  |  | sqm
ML_HUDM0010 | Fire Damper | Aluminium Motorized Fire Damper- 22 G |  |  | sqm
ML_HUDM0011 | Fire Damper | Aluminium Motorized Fire Damper- 18 G |  |  | sqm
ML_HUDM0012 | Fire Damper | Aluminium Motorized Fire Damper- 16 G |  |  | sqm
ML_HUDM0013 | Volume Control Damper | GI Manual Volume Control Damper-22 G |  |  | sqm
ML_HUDM0014 | Volume Control Damper | GI Manual Volume Control Damper-18 G |  |  | sqm
ML_HUDM0015 | Volume Control Damper | GI Manual Volume Control Damper-16 G |  |  | sqm
ML_HUDM0013 | Volume Control Damper | Aluminium Manual Volume Control Damper-22 G |  |  | sqm
ML_HUDM0014 | Volume Control Damper | Aluminium Manual Volume Control Damper-18 G |  |  | sqm
ML_HUDM0015 | Volume Control Damper | Aluminium Manual Volume Control Damper-16 G |  |  | sqm
ML_HUDM0016 | Volume Control Damper | GI Motorized Volume Control Damper-22 G |  |  | sqm
ML_HUDM0017 | Volume Control Damper | GI Motorized Volume Control Damper-18 G |  |  | sqm
ML_HUDM0018 | Volume Control Damper | GI Motorized Volume Control Damper-16 G |  |  | sqm
ML_HUDM0016 | Volume Control Damper | Aluminium Motorized Volume Control Damper-22 G |  |  | sqm
ML_HUDM0017 | Volume Control Damper | Aluminium Motorized Volume Control Damper-18 G |  |  | sqm
ML_HUDM0018 | Volume Control Damper | Aluminium Motorized Volume Control Damper-16 G |  |  | sqm
ML_HUDM0013 | Back Draft Damper | GI Back Draft Damper Damper-22 G |  |  | sqm
ML_HUDM0014 | Back Draft Damper | GI Back Draft Damper Damper-18 G |  |  | sqm
ML_HUDM0015 | Back Draft Damper | GI Back Draft Damper Damper-16 G |  |  | sqm
ML_HUDM0013 | Back Draft Damper | Aluminium Back Draft Damper Damper-22 G |  |  | sqm
ML_HUDM0014 | Back Draft Damper | Aluminium Back Draft Damper Damper-18 G |  |  | sqm
ML_HUDM0015 | Back Draft Damper | Aluminium Back Draft Damper Damper-16 G |  |  | sqm
ML_SCLIP001 | Damper Accessories | S-clip |  |  | nos
ML_DSL001 | Damper Accessories | Damper Sleeve (Steel) |  |  | nos
ML_BN001 | Damper Accessories | Bolts and nuts-10mm |  |  | nos
ML_SMS001 | Damper Accessories | sheet metal screws |  |  | nos
ML_SRT001 | Damper Accessories | steel rivets-4.75mm |  |  | nos
ML_ACTM0001 | Actuator | Actuator of 18 lb·in (2 N·m) Torque |  |  | nos
ML_ACTM0002 | Actuator | Actuator of 27 lb·in (3 N·m) Torque |  |  | nos
ML_ACTM0003 | Actuator | Actuator of 35 lb·in (4 N·m) Torque |  |  | nos
ML_ACTM0004 | Actuator | Actuator of 35 lb·in (5 N·m) Torque |  |  | nos
ML_LVR0001 | Louvers | GI 22 Gauge Louvers |  |  | sqm
ML_LVR0002 | Louvers | GI 18 Gauge Louvers |  |  | sqm
ML_LVR0003 | Louvers | GI 16 Gauge Louvers |  |  | sqm
ML_LVR0004 | Louvers | Aluminium 22 Gauge Louvers |  |  | sqm
ML_LVR0005 | Louvers | Aluminium 18 Gauge Louvers |  |  | sqm
ML_LVR0006 | Louvers | Aluminium 16 Gauge Louvers |  |  | sqm
ML_LVR0007 | Louvers | HDPE Louvers |  |  | sqm
ML_CAVB0001 | Constant Air Volume Box Unit | 400 CFM Constant Air Volume Box Type Air Terminal Unit, PID Type |  |  | nos
ML_CAVB0002 | Constant Air Volume Box Unit | 600 CFM Constant Air Volume Box Type Air Terminal Unit, PID Type |  |  | nos
ML_CAVB0003 | Constant Air Volume Box Unit | 800 CFM Constant Air Volume Box Type Air Terminal Unit, PID Type |  |  | nos
ML_CAVB0004 | Constant Air Volume Box Unit | 1000 CFM Constant Air Volume Box Type Air Terminal Unit, PID Type |  |  | nos
ML_CAVB0005 | Constant Air Volume Box Unit | 1200 CFM Constant Air Volume Box Type Air Terminal Unit, PID Type |  |  | nos
ML_CAVB0006 | Constant Air Volume Box Unit | 400 CFM Constant Air Volume Box Type Air Terminal Unit, Non PID Type |  |  | nos
ML_CAVB0007 | Constant Air Volume Box Unit | 600 CFM Constant Air Volume Box Type Air Terminal Unit, Non PID Type |  |  | nos
ML_CAVB0008 | Constant Air Volume Box Unit | 800 CFM Constant Air Volume Box Type Air Terminal Unit, Non PID Type |  |  | nos
ML_CAVB0009 | Constant Air Volume Box Unit | 1000 CFM Constant Air Volume Box Type Air Terminal Unit, Non PID Type |  |  | nos
ML_CAVB0010 | Constant Air Volume Box Unit | 1200 CFM Constant Air Volume Box Type Air Terminal Unit, Non PID Type |  |  | nos
ML_VAVB0001 | Variable Air Volume Box Unit | 200 CFM Variable Air Volume Box Type Air Terminal Unit |  |  | nos
ML_VAVB0002 | Variable Air Volume Box Unit | 300 CFM Variable Air Volume Box Type Air Terminal Unit |  |  | nos
ML_VAVB0003 | Variable Air Volume Box Unit | 400 CFM Variable Air Volume Box Type Air Terminal Unit |  |  | nos
ML_VAVB0004 | Variable Air Volume Box Unit | 600 CFM Variable Air Volume Box Type Air Terminal Unit |  |  | nos
ML_VAVB0005 | Variable Air Volume Box Unit | 800 CFM Variable Air Volume Box Type Air Terminal Unit |  |  | nos
ML_VAVB0006 | Variable Air Volume Box Unit | 1000 CFM Variable Air Volume Box Type Air Terminal Unit |  |  | nos
ML_VAVB0007 | Variable Air Volume Box Unit | 1200 CFM Variable Air Volume Box Type Air Terminal Unit |  |  | nos
ML_VAVB0001 | Variable Air Volume Box Unit | 1500 CFM Variable Air Volume Box Type Air Terminal Unit |  |  | nos
ML_VAVB0002 | Variable Air Volume Box Unit | 1800 CFM Variable Air Volume Box Type Air Terminal Unit |  |  | nos
ML_VAVB0003 | Variable Air Volume Box Unit | 2000 CFM Variable Air Volume Box Type Air Terminal Unit |  |  | nos
ML_REFG0001 | Refrigrent | HFCs Type ,R-22 Refrigerant |  |  | kg
ML_REFG0002 | Refrigrent | HFCsType ,R-134A Refrigrent |  |  | kg
ML_REFG0003 | Refrigrent | HFCsType ,R-125 Refrigrent |  |  | kg
ML_REFG0004 | Refrigrent | HFCsType ,R-410A Refrigrent |  |  | kg
ML_REFG0005 | Refrigrent | HFCsType ,R-407C Refrigrent |  |  | kg
ML_REFP0001 | Refrigrent Piping | Refrigrent copper pipe 6.4 mm dia |  |  | m
ML_REFP0002 | Refrigrent Piping | Refrigrent copper pipe 9.5 mm dia |  |  | m
ML_REFP0003 | Refrigrent Piping | Refrigrent copper pipe 12.7 mm dia |  |  | m
ML_REFP0004 | Refrigrent Piping | Refrigrent copper pipe 15.8 mm dia |  |  | m
ML_REFP0005 | Refrigrent Piping | Refrigrent copper pipe 19.1 mm dia |  |  | m
ML_REFP0006 | Refrigrent Piping | Refrigrent copper pipe 22.2 mm dia |  |  | m
ML_REFP0007 | Refrigrent Piping | Refrigrent copper pipe 25.4 mm dia |  |  | m
ML_REFP0008 | Refrigrent Piping | Refrigrent copper pipe 28.6 mm dia |  |  | m
ML_REFP0009 | Refrigrent Piping | Refrigrent copper pipe 31.8 mm dia |  |  | m
ML_REFP0010 | Refrigrent Piping | Refrigrent copper pipe 34.9 mm dia |  |  | m
ML_REFP0011 | Refrigrent Piping | Refrigrent copper pipe 38.1 mm dia |  |  | m
ML_REFP0012 | Refrigrent Piping | Refrigrent copper pipe 41.3 mm dia |  |  | m
ML_REFP0013 | Refrigrent Piping | Refrigrent copper pipe 44 mm dia |  |  | m
ML_REFP0014 | Refrigrent Piping | Refrigrent copper pipe 50mm dia |  |  | m
ML_REFP0015 | Refrigrent Piping | Refrigrent copper pipe 65mm dia |  |  | m
ML_REFP0016 | Refrigrent Piping | Refrigrent copper pipe 80mm dia |  |  | m
ML_REFP0017 | Refrigrent Piping | Refrigrent copper pipe 100mm dia |  |  | m
ML_ACI0001 | Accoustic Insulation | Acoustic Insulation 25 mm thick |  |  | sqm
ML_ACI0002 | Accoustic Insulation | Acoustic Insulation 32 mm thick |  |  | sqm
ML_ACI0003 | Accoustic Insulation | Acoustic Insulation 40 mm thick |  |  | sqm
ML_ACI0004 | Accoustic Insulation | Acoustic Insulation 50 mm thick |  |  | sqm
ML_PAC0001 | Packaged Air-Cooled Refrigerant Compressor and Condenser | Packaged Air-Cooled Refrigerant Compressor and Condenser Units capacity 14TR |  |  | nos
ML_PAC0002 | Packaged Air-Cooled Refrigerant Compressor and Condenser | Packaged Air-Cooled Refrigerant Compressor and Condenser Units capacity 34TR |  |  | nos
ML_PAC0003 | Packaged Air-Cooled Refrigerant Compressor and Condenser | Packaged Air-Cooled Refrigerant Compressor and Condenser Units capacity 40TR |  |  | nos
ML_PAC0004 | Packaged Air-Cooled Refrigerant Compressor and Condenser | Packaged Air-Cooled Refrigerant Compressor and Condenser Units capacity 50TR |  |  | nos
ML_PAC0005 | Packaged Air-Cooled Refrigerant Compressor and Condenser | Packaged Air-Cooled Refrigerant Compressor and Condenser Units capacity 62.4TR |  |  | nos
ML_PAC0006 | Packaged Air-Cooled Refrigerant Compressor and Condenser | Packaged Air-Cooled Refrigerant Compressor and Condenser Units capacity 80TR |  |  | nos
ML_PAC0007 | Packaged Air-Cooled Refrigerant Compressor and Condenser | Packaged Air-Cooled Refrigerant Compressor and Condenser Units capacity 120TR |  |  | nos
ML_PWC0001 | Packaged Water-Cooled Refrigerent Compressor and Condensers Units | Packaged Water-Cooled Refrigerent Compressor and Condensers Units capacity 16.5TR |  |  | nos
ML_PWC0002 | Packaged Water-Cooled Refrigerent Compressor and Condensers Units | Packaged Water-Cooled Refrigerent Compressor and Condensers Units capacity 38TR |  |  | nos
ML_PWC0003 | Packaged Water-Cooled Refrigerent Compressor and Condensers Units | Packaged Water-Cooled Refrigerent Compressor and Condensers Units capacity 48.5TR |  |  | nos
ML_PWC0004 | Packaged Water-Cooled Refrigerent Compressor and Condensers Units | Packaged Water-Cooled Refrigerent Compressor and Condensers Units capacity 58TR |  |  | nos
ML_PWC0005 | Packaged Water-Cooled Refrigerent Compressor and Condensers Units | Packaged Water-Cooled Refrigerent Compressor and Condensers Units capacity 71TR |  |  | nos
ML_PWC0006 | Packaged Water-Cooled Refrigerent Compressor and Condensers Units | Packaged Water-Cooled Refrigerent Compressor and Condensers Units capacity 97TR |  |  | nos
ML_PWC0007 | Packaged Water-Cooled Refrigerent Compressor and Condensers Units | Packaged Water-Cooled Refrigerent Compressor and Condensers Units capacity 144TR |  |  | nos
ML_ERC0001 | Evaporative Refrigerent Condensers | Evaporative Refrigerent Condensers capacity 16.5TR |  |  | nos
ML_ERC0002 | Evaporative Refrigerent Condensers | Evaporative Refrigerent Condensers capacity 38TR |  |  | nos
ML_ERC0003 | Evaporative Refrigerent Condensers | Evaporative Refrigerent Condensers capacity 48.5TR |  |  | nos
ML_ERC0004 | Evaporative Refrigerent Condensers | Evaporative Refrigerent Condensers capacity 58TR |  |  | nos
ML_ERC0005 | Evaporative Refrigerent Condensers | Evaporative Refrigerent Condensers capacity 71TR |  |  | nos
ML_ERC0006 | Evaporative Refrigerent Condensers | Evaporative Refrigerent Condensers capacity 97TR |  |  | nos
ML_ERC0007 | Evaporative Refrigerent Condensers | Evaporative Refrigerent Condensers capacity 144TR |  |  | nos
ML_ACC0001 | Air-Cooled Refrigerent Condensers | Air-Cooled Refrigerent Condensers capacity 14TR |  |  | nos
ML_ACC0002 | Air-Cooled Refrigerent Condensers | Air-Cooled Refrigerent Condensers capacity 34TR |  |  | nos
ML_ACC0003 | Air-Cooled Refrigerent Condensers | Air-Cooled Refrigerent Condensers capacity 40TR |  |  | nos
ML_ACC0004 | Air-Cooled Refrigerent Condensers | Air-Cooled Refrigerent Condensers capacity 50TR |  |  | nos
ML_ACC0005 | Air-Cooled Refrigerent Condensers | Air-Cooled Refrigerent Condensers capacity 62.4TR |  |  | nos
ML_ACC0006 | Air-Cooled Refrigerent Condensers | Air-Cooled Refrigerent Condensers capacity 80TR |  |  | nos
ML_ACC0007 | Air-Cooled Refrigerent Condensers | Air-Cooled Refrigerent Condensers capacity 120TR |  |  | nos
ML_WCC0001 | Water-Cooled Refrigerent Condensers | Water-Cooled Refrigerent Condensers capacity 16.5TR |  |  | nos
ML_WCC0002 | Water-Cooled Refrigerent Condensers | Water-Cooled Refrigerent Condensers capacity 38TR |  |  | nos
ML_WCC0003 | Water-Cooled Refrigerent Condensers | Water-Cooled Refrigerent Condensers capacity 48.5TR |  |  | nos
ML_WCC0004 | Water-Cooled Refrigerent Condensers | Water-Cooled Refrigerent Condensers capacity 58TR |  |  | nos
ML_WCC0005 | Water-Cooled Refrigerent Condensers | Water-Cooled Refrigerent Condensers capacity 71TR |  |  | nos
ML_WCC0006 | Water-Cooled Refrigerent Condensers | Water-Cooled Refrigerent Condensers capacity 97TR |  |  | nos
ML_WCC0007 | Water-Cooled Refrigerent Condensers | Water-Cooled Refrigerent Condensers capacity 144TR |  |  | nos
ML_AWC0001 | Absorption Water Chillers, Single Stage | Absorption Water Chillers, Single Stage, Hot Water driven type & capacity 20TR |  |  | nos
ML_AWC0002 | Absorption Water Chillers, Single Stage | Absorption Water Chillers, Single Stage, Hot Water driven type & capacity 30TR |  |  | nos
ML_AWC0003 | Absorption Water Chillers, Single Stage | Absorption Water Chillers, Single Stage, Hot Water driven type & capacity 50TR |  |  | nos
ML_AWC0004 | Absorption Water Chillers, Single Stage | Absorption Water Chillers, Single Stage, Hot Water driven type & capacity 65TR |  |  | nos
ML_AWC0005 | Absorption Water Chillers, Single Stage | Absorption Water Chillers, Single Stage, Hot Water driven type & capacity 80TR |  |  | nos
ML_AWC0006 | Absorption Water Chillers, Single Stage | Absorption Water Chillers, Single Stage, Hot Water driven type & capacity100TR |  |  | nos
ML_AWC0007 | Absorption Water Chillers, Single Stage | Absorption Water Chillers, Single Stage, Hot Water driven type & capacity 120TR |  |  | nos
ML_AWC0008 | Absorption Water Chillers, Single Stage | Absorption Water Chillers, Single Stage, Hot Water driven type & capacity 140TR |  |  | nos
ML_AWC0009 | Absorption Water Chillers, Single Stage | Absorption Water Chillers, Single Stage, Hot Water driven type & capacity 160TR |  |  | nos
ML_AWC0010 | Absorption Water Chillers, Single Stage | Absorption Water Chillers, Single Stage, Hot Water driven type & capacity 180TR |  |  | nos
ML_AWC0011 | Absorption Water Chillers, Single Stage | Absorption Water Chillers, Single Stage, Hot Water driven type & capacity 210TR |  |  | nos
ML_AWC0012 | Absorption Water Chillers, Single Stage | Absorption Water Chillers, Single Stage, Hot Water driven type & capacity 240TR |  |  | nos
ML_AWC0013 | Absorption Water Chillers, Single Stage | Absorption Water Chillers, Single Stage, Hot Water driven type & capacity 270TR |  |  | nos
ML_AWC0014 | Absorption Water Chillers, Single Stage | Absorption Water Chillers, Single Stage, Hot Water driven type & capacity 310TR |  |  | nos
ML_AWC0015 | Absorption Water Chillers, Single Stage | Absorption Water Chillers, Single Stage, Hot Water driven type & capacity 340TR |  |  | nos
ML_AWC0016 | Absorption Water Chillers, Single Stage | Absorption Water Chillers, Single Stage, Hot Water driven type & capacity 380TR |  |  | nos
ML_AWC0017 | Absorption Water Chillers, Single Stage | Absorption Water Chillers, Single Stage, Hot Water driven type & capacity 425TR |  |  | nos
ML_AWC0018 | Absorption Water Chillers, Single Stage | Absorption Water Chillers, Single Stage, Hot Water driven type & capacity 470TR |  |  | nos
ML_AWC0019 | Absorption Water Chillers, Single Stage | Absorption Water Chillers, Single Stage, Hot Water driven type & capacity 525TR |  |  | nos
ML_AWC0020 | Absorption Water Chillers, Single Stage | Absorption Water Chillers, Single Stage, Hot Water driven type & capacity 600TR |  |  | nos
ML_AWC0021 | Absorption Water Chillers, Single Stage | Absorption Water Chillers, Single Stage, Hot Water driven type & capacity 650TR |  |  | nos
ML_AWC0022 | Absorption Water Chillers, Single Stage | Absorption Water Chillers, Single Stage, Hot Water driven type & capacity 720TR |  |  | nos
ML_AWC0023 | Absorption Water Chillers, Single Stage | Absorption Water Chillers, Single Stage, Hot Water driven type & capacity 770TR |  |  | nos
ML_AWC0024 | Absorption Water Chillers, Single Stage | Absorption Water Chillers, Single Stage, Hot Water driven type & capacity 850TR |  |  | nos
ML_AWC0025 | Absorption Water Chillers, Single Stage | Absorption Water Chillers, Single Stage, Hot Water driven type & capacity 950TR |  |  | nos
ML_AWC0026 | Absorption Water Chillers, Single Stage | Absorption Water Chillers, Single Stage, Hot Water driven type & capacity 1050TR |  |  | nos
ML_AWC0027 | Absorption Water Chillers, Single Stage | Absorption Water Chillers, Single Stage, Hot Water driven type & capacity 1150TR |  |  | nos
ML_AWC0028 | Absorption Water Chillers, Single Stage | Absorption Water Chillers, Single Stage, Steam driven type & capacity 20TR |  |  | nos
ML_AWC0029 | Absorption Water Chillers, Single Stage | Absorption Water Chillers, Single Stage, Steam driven type & capacity 30TR |  |  | nos
ML_AWC0030 | Absorption Water Chillers, Single Stage | Absorption Water Chillers, Single Stage, Steam driven type & capacity 50TR |  |  | nos
ML_AWC0031 | Absorption Water Chillers, Single Stage | Absorption Water Chillers, Single Stage, Steam driven type & capacity 65TR |  |  | nos
ML_AWC0032 | Absorption Water Chillers, Single Stage | Absorption Water Chillers, Single Stage, Steam driven type & capacity 80TR |  |  | nos
ML_AWC0033 | Absorption Water Chillers, Single Stage | Absorption Water Chillers, Single Stage, Steam driven type & capacity100TR |  |  | nos
ML_AWC0034 | Absorption Water Chillers, Single Stage | Absorption Water Chillers, Single Stage, Steam driven type & capacity 120TR |  |  | nos
ML_AWC0035 | Absorption Water Chillers, Single Stage | Absorption Water Chillers, Single Stage, Steam driven type & capacity 140TR |  |  | nos
ML_AWC0036 | Absorption Water Chillers, Single Stage | Absorption Water Chillers, Single Stage, Steam driven type & capacity 160TR |  |  | nos
ML_AWC0037 | Absorption Water Chillers, Single Stage | Absorption Water Chillers, Single Stage, Steam driven type & capacity 180TR |  |  | nos
ML_AWC0038 | Absorption Water Chillers, Single Stage | Absorption Water Chillers, Single Stage, Steam driven type & capacity 210TR |  |  | nos
ML_AWC0039 | Absorption Water Chillers, Single Stage | Absorption Water Chillers, Single Stage, Steam driven type & capacity 240TR |  |  | nos
ML_AWC0040 | Absorption Water Chillers, Single Stage | Absorption Water Chillers, Single Stage, Steam driven type & capacity 270TR |  |  | nos
ML_AWC0041 | Absorption Water Chillers, Single Stage | Absorption Water Chillers, Single Stage, Steam driven type & capacity 310TR |  |  | nos
ML_AWC0042 | Absorption Water Chillers, Single Stage | Absorption Water Chillers, Single Stage, Steam driven type & capacity 340TR |  |  | nos
ML_AWC0043 | Absorption Water Chillers, Single Stage | Absorption Water Chillers, Single Stage, Steam driven type & capacity 380TR |  |  | nos
ML_AWC0044 | Absorption Water Chillers, Single Stage | Absorption Water Chillers, Single Stage, Steam driven type & capacity 425TR |  |  | nos
ML_AWC0045 | Absorption Water Chillers, Single Stage | Absorption Water Chillers, Single Stage, Steam driven type & capacity 470TR |  |  | nos
ML_AWC0046 | Absorption Water Chillers, Single Stage | Absorption Water Chillers, Single Stage, Steam driven type & capacity 525TR |  |  | nos
ML_AWC0047 | Absorption Water Chillers, Single Stage | Absorption Water Chillers, Single Stage, Steam driven type & capacity 600TR |  |  | nos
ML_AWC0048 | Absorption Water Chillers, Single Stage | Absorption Water Chillers, Single Stage, Steam driven type & capacity 650TR |  |  | nos
ML_AWC0049 | Absorption Water Chillers, Single Stage | Absorption Water Chillers, Single Stage, Steam driven type & capacity 720TR |  |  | nos
ML_AWC0050 | Absorption Water Chillers, Single Stage | Absorption Water Chillers, Single Stage, Steam driven type & capacity 770TR |  |  | nos
ML_AWC0051 | Absorption Water Chillers, Single Stage | Absorption Water Chillers, Single Stage, Steam driven type & capacity 850TR |  |  | nos
ML_AWC0052 | Absorption Water Chillers, Single Stage | Absorption Water Chillers, Single Stage, Steam driven type & capacity 950TR |  |  | nos
ML_AWC0053 | Absorption Water Chillers, Single Stage | Absorption Water Chillers, Single Stage, Steam driven type & capacity 1050TR |  |  | nos
ML_AWC0054 | Absorption Water Chillers, Single Stage | Absorption Water Chillers, Single Stage, Steam driven type & capacity 1150TR |  |  | nos
ML_AWC0055 | Absorption Water Chillers, Double Stage | Absorption Water Chillers, Double Stage, Hot Water driven type & capacity 20TR |  |  | nos
ML_AWC0056 | Absorption Water Chillers, Double Stage | Absorption Water Chillers, Double Stage, Hot Water driven type & capacity 30TR |  |  | nos
ML_AWC0057 | Absorption Water Chillers, Double Stage | Absorption Water Chillers, Double Stage, Hot Water driven type & capacity 50TR |  |  | nos
ML_AWC0058 | Absorption Water Chillers, Double Stage | Absorption Water Chillers, Double Stage, Hot Water driven type & capacity 65TR |  |  | nos
ML_AWC0059 | Absorption Water Chillers, Double Stage | Absorption Water Chillers, Double Stage, Hot Water driven type & capacity 80TR |  |  | nos
ML_AWC0060 | Absorption Water Chillers, Double Stage | Absorption Water Chillers, Double Stage, Hot Water driven type & capacity100TR |  |  | nos
ML_AWC0061 | Absorption Water Chillers, Double Stage | Absorption Water Chillers, Double Stage, Hot Water driven type & capacity 120TR |  |  | nos
ML_AWC0062 | Absorption Water Chillers, Double Stage | Absorption Water Chillers, Double Stage, Hot Water driven type & capacity 140TR |  |  | nos
ML_AWC0063 | Absorption Water Chillers, Double Stage | Absorption Water Chillers, Double Stage, Hot Water driven type & capacity 160TR |  |  | nos
ML_AWC0064 | Absorption Water Chillers, Double Stage | Absorption Water Chillers, Double Stage, Hot Water driven type & capacity 180TR |  |  | nos
ML_AWC0065 | Absorption Water Chillers, Double Stage | Absorption Water Chillers, Double Stage, Hot Water driven type & capacity 210TR |  |  | nos
ML_AWC0066 | Absorption Water Chillers, Double Stage | Absorption Water Chillers, Double Stage, Hot Water driven type & capacity 240TR |  |  | nos
ML_AWC0067 | Absorption Water Chillers, Double Stage | Absorption Water Chillers, Double Stage, Hot Water driven type & capacity 270TR |  |  | nos
ML_AWC0068 | Absorption Water Chillers, Double Stage | Absorption Water Chillers, Double Stage, Hot Water driven type & capacity 310TR |  |  | nos
ML_AWC0069 | Absorption Water Chillers, Double Stage | Absorption Water Chillers, Double Stage, Hot Water driven type & capacity 340TR |  |  | nos
ML_AWC0070 | Absorption Water Chillers, Double Stage | Absorption Water Chillers, Double Stage, Hot Water driven type & capacity 380TR |  |  | nos
ML_AWC0071 | Absorption Water Chillers, Double Stage | Absorption Water Chillers, Double Stage, Hot Water driven type & capacity 425TR |  |  | nos
ML_AWC0072 | Absorption Water Chillers, Double Stage | Absorption Water Chillers, Double Stage, Hot Water driven type & capacity 470TR |  |  | nos
ML_AWC0073 | Absorption Water Chillers, Double Stage | Absorption Water Chillers, Double Stage, Hot Water driven type & capacity 525TR |  |  | nos
ML_AWC0074 | Absorption Water Chillers, Double Stage | Absorption Water Chillers, Double Stage, Hot Water driven type & capacity 600TR |  |  | nos
ML_AWC0075 | Absorption Water Chillers, Double Stage | Absorption Water Chillers, Double Stage, Hot Water driven type & capacity 650TR |  |  | nos
ML_AWC0076 | Absorption Water Chillers, Double Stage | Absorption Water Chillers, Double Stage, Hot Water driven type & capacity 720TR |  |  | nos
ML_AWC0077 | Absorption Water Chillers, Double Stage | Absorption Water Chillers, Double Stage, Hot Water driven type & capacity 770TR |  |  | nos
ML_AWC0078 | Absorption Water Chillers, Double Stage | Absorption Water Chillers, Double Stage, Hot Water driven type & capacity 850TR |  |  | nos
ML_AWC0079 | Absorption Water Chillers, Double Stage | Absorption Water Chillers, Double Stage, Hot Water driven type & capacity 950TR |  |  | nos
ML_AWC0080 | Absorption Water Chillers, Double Stage | Absorption Water Chillers, Double Stage, Hot Water driven type & capacity 1050TR |  |  | nos
ML_AWC0081 | Absorption Water Chillers, Double Stage | Absorption Water Chillers, Double Stage, Hot Water driven type & capacity 1150TR |  |  | nos
ML_AWC0082 | Absorption Water Chillers, Double Stage | Absorption Water Chillers, Double Stage, Steam driven type & capacity 20TR |  |  | nos
ML_AWC0083 | Absorption Water Chillers, Double Stage | Absorption Water Chillers, Double Stage, Steam driven type & capacity 30TR |  |  | nos
ML_AWC0084 | Absorption Water Chillers, Double Stage | Absorption Water Chillers, Double Stage, Steam driven type & capacity 50TR |  |  | nos
ML_AWC0085 | Absorption Water Chillers, Double Stage | Absorption Water Chillers, Double Stage, Steam driven type & capacity 65TR |  |  | nos
ML_AWC0086 | Absorption Water Chillers, Double Stage | Absorption Water Chillers, Double Stage, Steam driven type & capacity 80TR |  |  | nos
ML_AWC0087 | Absorption Water Chillers, Double Stage | Absorption Water Chillers, Double Stage, Steam driven type & capacity100TR |  |  | nos
ML_AWC0088 | Absorption Water Chillers, Double Stage | Absorption Water Chillers, Double Stage, Steam driven type & capacity 120TR |  |  | nos
ML_AWC0089 | Absorption Water Chillers, Double Stage | Absorption Water Chillers, Double Stage, Steam driven type & capacity 140TR |  |  | nos
ML_AWC0090 | Absorption Water Chillers, Double Stage | Absorption Water Chillers, Double Stage, Steam driven type & capacity 160TR |  |  | nos
ML_AWC0091 | Absorption Water Chillers, Double Stage | Absorption Water Chillers, Double Stage, Steam driven type & capacity 180TR |  |  | nos
ML_AWC0092 | Absorption Water Chillers, Double Stage | Absorption Water Chillers, Double Stage, Steam driven type & capacity 210TR |  |  | nos
ML_AWC0093 | Absorption Water Chillers, Double Stage | Absorption Water Chillers, Double Stage, Steam driven type & capacity 240TR |  |  | nos
ML_AWC0094 | Absorption Water Chillers, Double Stage | Absorption Water Chillers, Double Stage, Steam driven type & capacity 270TR |  |  | nos
ML_AWC0095 | Absorption Water Chillers, Double Stage | Absorption Water Chillers, Double Stage, Steam driven type & capacity 310TR |  |  | nos
ML_AWC0096 | Absorption Water Chillers, Double Stage | Absorption Water Chillers, Double Stage, Steam driven type & capacity 340TR |  |  | nos
ML_AWC0097 | Absorption Water Chillers, Double Stage | Absorption Water Chillers, Double Stage, Steam driven type & capacity 380TR |  |  | nos
ML_AWC0098 | Absorption Water Chillers, Double Stage | Absorption Water Chillers, Double Stage, Steam driven type & capacity 425TR |  |  | nos
ML_AWC0099 | Absorption Water Chillers, Double Stage | Absorption Water Chillers, Double Stage, Steam driven type & capacity 470TR |  |  | nos
ML_AWC0100 | Absorption Water Chillers, Double Stage | Absorption Water Chillers, Double Stage, Steam driven type & capacity 525TR |  |  | nos
ML_AWC0101 | Absorption Water Chillers, Double Stage | Absorption Water Chillers, Double Stage, Steam driven type & capacity 600TR |  |  | nos
ML_AWC0102 | Absorption Water Chillers, Double Stage | Absorption Water Chillers, Double Stage, Steam driven type & capacity 650TR |  |  | nos
ML_AWC0103 | Absorption Water Chillers, Double Stage | Absorption Water Chillers, Double Stage, Steam driven type & capacity 720TR |  |  | nos
ML_AWC0104 | Absorption Water Chillers, Double Stage | Absorption Water Chillers, Double Stage, Steam driven type & capacity 770TR |  |  | nos
ML_AWC0105 | Absorption Water Chillers, Double Stage | Absorption Water Chillers, Double Stage, Steam driven type & capacity 850TR |  |  | nos
ML_AWC0106 | Absorption Water Chillers, Double Stage | Absorption Water Chillers, Double Stage, Steam driven type & capacity 950TR |  |  | nos
ML_AWC0107 | Absorption Water Chillers, Double Stage | Absorption Water Chillers, Double Stage, Steam driven type & capacity 1050TR |  |  | nos
ML_AWC0108 | Absorption Water Chillers, Double Stage | Absorption Water Chillers, Double Stage, Steam driven type & capacity 1150TR |  |  | nos
ML_AWC0109 | Absorption Water Chillers, Direct-fired | Absorption Water Chillers, Direct-fired type & capacity 20TR |  |  | nos
ML_AWC0110 | Absorption Water Chillers, Direct-fired | Absorption Water Chillers, Direct-fired type & capacity 30TR |  |  | nos
ML_AWC0111 | Absorption Water Chillers, Direct-fired | Absorption Water Chillers, Direct-fired type & capacity 50TR |  |  | nos
ML_AWC0112 | Absorption Water Chillers, Direct-fired | Absorption Water Chillers, Direct-fired type & capacity 65TR |  |  | nos
ML_AWC0113 | Absorption Water Chillers, Direct-fired | Absorption Water Chillers, Direct-fired type & capacity 80TR |  |  | nos
ML_AWC0114 | Absorption Water Chillers, Direct-fired | Absorption Water Chillers, Direct-fired type & capacity100TR |  |  | nos
ML_AWC0115 | Absorption Water Chillers, Direct-fired | Absorption Water Chillers, Direct-fired type & capacity 120TR |  |  | nos
ML_AWC0116 | Absorption Water Chillers, Direct-fired | Absorption Water Chillers, Direct-fired type & capacity 140TR |  |  | nos
ML_AWC0117 | Absorption Water Chillers, Direct-fired | Absorption Water Chillers, Direct-fired type & capacity 160TR |  |  | nos
ML_AWC0118 | Absorption Water Chillers, Direct-fired | Absorption Water Chillers, Direct-fired type & capacity 180TR |  |  | nos
ML_AWC0119 | Absorption Water Chillers, Direct-fired | Absorption Water Chillers, Direct-fired type & capacity 210TR |  |  | nos
ML_AWC0120 | Absorption Water Chillers, Direct-fired | Absorption Water Chillers, Direct-fired type & capacity 240TR |  |  | nos
ML_AWC0121 | Absorption Water Chillers, Direct-fired | Absorption Water Chillers, Direct-fired type & capacity 270TR |  |  | nos
ML_AWC0122 | Absorption Water Chillers, Direct-fired | Absorption Water Chillers, Direct-fired type & capacity 310TR |  |  | nos
ML_AWC0123 | Absorption Water Chillers, Direct-fired | Absorption Water Chillers, Direct-fired type & capacity 340TR |  |  | nos
ML_AWC0124 | Absorption Water Chillers, Direct-fired | Absorption Water Chillers, Direct-fired type & capacity 380TR |  |  | nos
ML_AWC0125 | Absorption Water Chillers, Direct-fired | Absorption Water Chillers, Direct-fired type & capacity 425TR |  |  | nos
ML_AWC0126 | Absorption Water Chillers, Direct-fired | Absorption Water Chillers, Direct-fired type & capacity 470TR |  |  | nos
ML_AWC0127 | Absorption Water Chillers, Direct-fired | Absorption Water Chillers, Direct-fired type & capacity 525TR |  |  | nos
ML_AWC0128 | Absorption Water Chillers, Direct-fired | Absorption Water Chillers, Direct-fired type & capacity 600TR |  |  | nos
ML_AWC0129 | Absorption Water Chillers, Direct-fired | Absorption Water Chillers, Direct-fired type & capacity 650TR |  |  | nos
ML_AWC0130 | Absorption Water Chillers, Direct-fired | Absorption Water Chillers, Direct-fired type & capacity 720TR |  |  | nos
ML_AWC0131 | Absorption Water Chillers, Direct-fired | Absorption Water Chillers, Direct-fired type & capacity 770TR |  |  | nos
ML_AWC0132 | Absorption Water Chillers, Direct-fired | Absorption Water Chillers, Direct-fired type & capacity 850TR |  |  | nos
ML_AWC0133 | Absorption Water Chillers, Direct-fired | Absorption Water Chillers, Direct-fired type & capacity 950TR |  |  | nos
ML_AWC0134 | Absorption Water Chillers, Direct-fired | Absorption Water Chillers, Direct-fired type & capacity 1050TR |  |  | nos
ML_AWC0135 | Absorption Water Chillers, Direct-fired | Absorption Water Chillers, Direct-fired type & capacity 1150TR |  |  | nos
ML_CWC00001 | Centrifugal Water Chillers , Standard type | Centrifugal Water Chillers , Standard type capacity 70TR |  |  | nos
ML_CWC00002 | Centrifugal Water Chillers , Standard type | Centrifugal Water Chillers , Standard type capacity 100TR |  |  | nos
ML_CWC00003 | Centrifugal Water Chillers , Standard type | Centrifugal Water Chillers , Standard type capacity 120TR |  |  | nos
ML_CWC00004 | Centrifugal Water Chillers , Standard type | Centrifugal Water Chillers , Standard type capacity 140TR |  |  | nos
ML_CWC00005 | Centrifugal Water Chillers , Standard type | Centrifugal Water Chillers , Standard type capacity 160TR |  |  | nos
ML_CWC00006 | Centrifugal Water Chillers , Standard type | Centrifugal Water Chillers , Standard type capacity 180TR |  |  | nos
ML_CWC00007 | Centrifugal Water Chillers , Standard type | Centrifugal Water Chillers , Standard type capacity 210TR |  |  | nos
ML_CWC00008 | Centrifugal Water Chillers , Standard type | Centrifugal Water Chillers , Standard type capacity 240TR |  |  | nos
ML_CWC00009 | Centrifugal Water Chillers , Standard type | Centrifugal Water Chillers , Standard type capacity 270TR |  |  | nos
ML_CWC00010 | Centrifugal Water Chillers , Standard type | Centrifugal Water Chillers , Standard type capacity 310TR |  |  | nos
ML_CWC00011 | Centrifugal Water Chillers , Standard type | Centrifugal Water Chillers , Standard type capacity 340TR |  |  | nos
ML_CWC00012 | Centrifugal Water Chillers , Standard type | Centrifugal Water Chillers , Standard type capacity 380TR |  |  | nos
ML_CWC00013 | Centrifugal Water Chillers , Standard type | Centrifugal Water Chillers , Standard type capacity 425TR |  |  | nos
ML_CWC00014 | Centrifugal Water Chillers , Standard type | Centrifugal Water Chillers , Standard type capacity 470TR |  |  | nos
ML_CWC00015 | Centrifugal Water Chillers , Standard type | Centrifugal Water Chillers , Standard type capacity 525TR |  |  | nos
ML_CWC00016 | Centrifugal Water Chillers , Standard type | Centrifugal Water Chillers , Standard type capacity 600TR |  |  | nos
ML_CWC00017 | Centrifugal Water Chillers , Standard type | Centrifugal Water Chillers , Standard type capacity 650TR |  |  | nos
ML_CWC00018 | Centrifugal Water Chillers , Standard type | Centrifugal Water Chillers , Standard type capacity 720TR |  |  | nos
ML_CWC00019 | Centrifugal Water Chillers , Standard type | Centrifugal Water Chillers , Standard type capacity 770TR |  |  | nos
ML_CWC00020 | Centrifugal Water Chillers , Standard type | Centrifugal Water Chillers , Standard type capacity 850TR |  |  | nos
ML_CWC00021 | Centrifugal Water Chillers , Standard type | Centrifugal Water Chillers , Standard type capacity 950TR |  |  | nos
ML_CWC00022 | Centrifugal Water Chillers , Standard type | Centrifugal Water Chillers , Standard type capacity 1050TR |  |  | nos
ML_CWC00023 | Centrifugal Water Chillers , Standard type | Centrifugal Water Chillers , Standard type capacity 1150TR |  |  | nos
ML_CWC00024 | Centrifugal Water Chillers , Standard type | Centrifugal Water Chillers , Standard type capacity 1250TR |  |  | nos
ML_CWC00025 | Centrifugal Water Chillers , Standard type | Centrifugal Water Chillers , Standard type capacity 1500TR |  |  | nos
ML_CWC00026 | Centrifugal Water Chillers , Standard type | Centrifugal Water Chillers , Standard type capacity 1600TR |  |  | nos
ML_CWC00027 | Centrifugal Water Chillers , Standard type | Centrifugal Water Chillers , Standard type capacity 1700TR |  |  | nos
ML_CWC00028 | Centrifugal Water Chillers , Standard type | Centrifugal Water Chillers , Standard type capacity 1800TR |  |  | nos
ML_CWC00029 | Centrifugal Water Chillers , Standard type | Centrifugal Water Chillers , Standard type capacity 2000TR |  |  | nos
ML_CWC00030 | Centrifugal Water Chillers , Standard type | Centrifugal Water Chillers , Standard type capacity 2200TR |  |  | nos
ML_CWC00031 | Centrifugal Water Chillers , Standard type | Centrifugal Water Chillers , Standard type capacity 2800TR |  |  | nos
ML_CWC00032 | Centrifugal Water Chillers , Standard type | Centrifugal Water Chillers , Standard type capacity 3000TR |  |  | nos
ML_CWC00033 | Centrifugal Water Chillers , Standard type | Centrifugal Water Chillers , Standard type capacity 3500TR |  |  | nos
ML_CWC00034 | Centrifugal Water Chillers , Standard type | Centrifugal Water Chillers , Standard type capacity 3950TR |  |  | nos
ML_CWC00035 | Centrifugal Water Chillers With VFD | Centrifugal Water Chillers With VFD capacity 70TR |  |  | nos
ML_CWC00036 | Centrifugal Water Chillers With VFD | Centrifugal Water Chillers With VFD capacity 100TR |  |  | nos
ML_CWC00037 | Centrifugal Water Chillers With VFD | Centrifugal Water Chillers With VFD capacity 120TR |  |  | nos
ML_CWC00038 | Centrifugal Water Chillers With VFD | Centrifugal Water Chillers With VFD capacity 140TR |  |  | nos
ML_CWC00039 | Centrifugal Water Chillers With VFD | Centrifugal Water Chillers With VFD capacity 160TR |  |  | nos
ML_CWC00040 | Centrifugal Water Chillers With VFD | Centrifugal Water Chillers With VFD capacity 180TR |  |  | nos
ML_CWC00041 | Centrifugal Water Chillers With VFD | Centrifugal Water Chillers With VFD capacity 210TR |  |  | nos
ML_CWC00042 | Centrifugal Water Chillers With VFD | Centrifugal Water Chillers With VFD capacity 240TR |  |  | nos
ML_CWC00043 | Centrifugal Water Chillers With VFD | Centrifugal Water Chillers With VFD capacity 270TR |  |  | nos
ML_CWC00044 | Centrifugal Water Chillers With VFD | Centrifugal Water Chillers With VFD capacity 310TR |  |  | nos
ML_CWC00045 | Centrifugal Water Chillers With VFD | Centrifugal Water Chillers With VFD capacity 340TR |  |  | nos
ML_CWC00046 | Centrifugal Water Chillers With VFD | Centrifugal Water Chillers With VFD capacity 380TR |  |  | nos
ML_CWC00047 | Centrifugal Water Chillers With VFD | Centrifugal Water Chillers With VFD capacity 425TR |  |  | nos
ML_CWC00048 | Centrifugal Water Chillers With VFD | Centrifugal Water Chillers With VFD capacity 470TR |  |  | nos
ML_CWC00049 | Centrifugal Water Chillers With VFD | Centrifugal Water Chillers With VFD capacity 525TR |  |  | nos
ML_CWC00050 | Centrifugal Water Chillers With VFD | Centrifugal Water Chillers With VFD capacity 600TR |  |  | nos
ML_CWC00051 | Centrifugal Water Chillers With VFD | Centrifugal Water Chillers With VFD capacity 650TR |  |  | nos
ML_CWC00052 | Centrifugal Water Chillers With VFD | Centrifugal Water Chillers With VFD capacity 720TR |  |  | nos
ML_CWC00053 | Centrifugal Water Chillers With VFD | Centrifugal Water Chillers With VFD capacity 770TR |  |  | nos
ML_CWC00054 | Centrifugal Water Chillers With VFD | Centrifugal Water Chillers With VFD capacity 850TR |  |  | nos
ML_CWC00055 | Centrifugal Water Chillers With VFD | Centrifugal Water Chillers With VFD capacity 950TR |  |  | nos
ML_CWC00056 | Centrifugal Water Chillers With VFD | Centrifugal Water Chillers With VFD capacity 1050TR |  |  | nos
ML_CWC00057 | Centrifugal Water Chillers With VFD | Centrifugal Water Chillers With VFD capacity 1150TR |  |  | nos
ML_CWC00058 | Centrifugal Water Chillers With VFD | Centrifugal Water Chillers With VFD capacity 1250TR |  |  | nos
ML_CWC00059 | Centrifugal Water Chillers With VFD | Centrifugal Water Chillers With VFD capacity 1500TR |  |  | nos
ML_CWC00060 | Centrifugal Water Chillers With VFD | Centrifugal Water Chillers With VFD capacity 1600TR |  |  | nos
ML_CWC00061 | Centrifugal Water Chillers With VFD | Centrifugal Water Chillers With VFD capacity 1700TR |  |  | nos
ML_CWC00062 | Centrifugal Water Chillers With VFD | Centrifugal Water Chillers With VFD capacity 1800TR |  |  | nos
ML_CWC00063 | Centrifugal Water Chillers With VFD | Centrifugal Water Chillers With VFD capacity 2000TR |  |  | nos
ML_CWC00064 | Centrifugal Water Chillers With VFD | Centrifugal Water Chillers With VFD capacity 2200TR |  |  | nos
ML_CWC00065 | Centrifugal Water Chillers With VFD | Centrifugal Water Chillers With VFD capacity 2800TR |  |  | nos
ML_CWC00066 | Centrifugal Water Chillers With VFD | Centrifugal Water Chillers With VFD capacity 3000TR |  |  | nos
ML_CWC00067 | Centrifugal Water Chillers With VFD | Centrifugal Water Chillers With VFD capacity 3500TR |  |  | nos
ML_CWC00068 | Centrifugal Water Chillers With VFD | Centrifugal Water Chillers With VFD capacity 3950TR |  |  | nos
ML_CRC00001 | Centrifugal Refregerent Compressor | Centrifugal Refrigerant Compressor capacity 240TR |  |  | nos
ML_CRC00002 | Centrifugal Refregerent Compressor | Centrifugal Refrigerant Compressor capacity 270TR |  |  | nos
ML_CRC00003 | Centrifugal Refregerent Compressor | Centrifugal Refrigerant Compressor capacity 310TR |  |  | nos
ML_CRC00004 | Centrifugal Refregerent Compressor | Centrifugal Refrigerant Compressor capacity 340TR |  |  | nos
ML_CRC00005 | Centrifugal Refregerent Compressor | Centrifugal Refrigerant Compressor capacity 380TR |  |  | nos
ML_CRC00006 | Centrifugal Refregerent Compressor | Centrifugal Refrigerant Compressor capacity 425TR |  |  | nos
ML_CRC00007 | Centrifugal Refregerent Compressor | Centrifugal Refrigerant Compressor capacity 470TR |  |  | nos
ML_CRC00008 | Centrifugal Refregerent Compressor | Centrifugal Refrigerant Compressor capacity 525TR |  |  | nos
ML_CRC00009 | Centrifugal Refregerent Compressor | Centrifugal Refrigerant Compressor capacity 600TR |  |  | nos
ML_CRC00010 | Centrifugal Refregerent Compressor | Centrifugal Refrigerant Compressor capacity 650TR |  |  | nos
ML_CRC00011 | Centrifugal Refregerent Compressor | Centrifugal Refrigerant Compressor capacity 720TR |  |  | nos
ML_CRC00012 | Centrifugal Refregerent Compressor | Centrifugal Refrigerant Compressor capacity 770TR |  |  | nos
ML_CRC00013 | Centrifugal Refregerent Compressor | Centrifugal Refrigerant Compressor capacity 850TR |  |  | nos
ML_CRC00014 | Centrifugal Refregerent Compressor | Centrifugal Refrigerant Compressor capacity 950TR |  |  | nos
ML_CRC00015 | Centrifugal Refregerent Compressor | Centrifugal Refrigerant Compressor capacity 1050TR |  |  | nos
ML_CRC00016 | Centrifugal Refregerent Compressor | Centrifugal Refrigerant Compressor capacity 1150TR |  |  | nos
ML_CRC00017 | Centrifugal Refregerent Compressor | Centrifugal Refrigerant Compressor capacity 1250TR |  |  | nos
ML_CRC00018 | Centrifugal Refregerent Compressor | Centrifugal Refrigerant Compressor capacity 1500TR |  |  | nos
ML_CRC00019 | Centrifugal Refregerent Compressor | Centrifugal Refrigerant Compressor capacity 1600TR |  |  | nos
ML_CRC00020 | Centrifugal Refregerent Compressor | Centrifugal Refrigerant Compressor capacity 1700TR |  |  | nos
ML_CRC00021 | Centrifugal Refregerent Compressor | Centrifugal Refrigerant Compressor capacity 1800TR |  |  | nos
ML_CRC00022 | Centrifugal Refregerent Compressor | Centrifugal Refrigerant Compressor capacity 2000TR |  |  | nos
ML_CRC00023 | Centrifugal Refregerent Compressor | Centrifugal Refrigerant Compressor capacity 2200TR |  |  | nos
ML_CRC00024 | Centrifugal Refregerent Compressor | Centrifugal Refrigerant Compressor capacity 2800TR |  |  | nos
ML_CRC00025 | Centrifugal Refregerent Compressor | Centrifugal Refrigerant Compressor capacity 3000TR |  |  | nos
ML_CRC00026 | Centrifugal Refregerent Compressor | Centrifugal Refrigerant Compressor capacity 3500TR |  |  | nos
ML_CRC00027 | Centrifugal Refregerent Compressor | Centrifugal Refrigerant Compressor capacity 3950TR |  |  | nos
ML_RRC00001 | Reciprocating Refrigerent Compressor | Reciprocating Refrigerent Compressor capacity 15TR |  |  | nos
ML_RRC00002 | Reciprocating Refrigerent Compressor | Reciprocating Refrigerent Compressor capacity 30TR |  |  | nos
ML_RRC00003 | Reciprocating Refrigerent Compressor | Reciprocating Refrigerent Compressor capacity 40TR |  |  | nos
ML_RRC00004 | Reciprocating Refrigerent Compressor | Reciprocating Refrigerent Compressor capacity 50TR |  |  | nos
ML_RRC00005 | Reciprocating Refrigerent Compressor | Reciprocating Refrigerent Compressor capacity 60TR |  |  | nos
ML_RRC00006 | Reciprocating Refrigerent Compressor | Reciprocating Refrigerent Compressor capacity 80TR |  |  | nos
ML_SRC00001 | Scroll Refrigerent Compressor | Scroll Refrigerent Compressor capacity 30TR |  |  | nos
ML_SRC00002 | Scroll Refrigerent Compressor | Scroll Refrigerent Compressor capacity 50TR |  |  | nos
ML_SRC00003 | Scroll Refrigerent Compressor | Scroll Refrigerent Compressor capacity 78R |  |  | nos
ML_SRC00004 | Scroll Refrigerent Compressor | Scroll Refrigerent Compressor capacity 100TR |  |  | nos
ML_SRC00005 | Scroll Refrigerent Compressor | Scroll Refrigerent Compressor capacity 120TR |  |  | nos
ML_SRC00006 | Scroll Refrigerent Compressor | Scroll Refrigerent Compressor capacity 140TR |  |  | nos
ML_SRC00007 | Scroll Refrigerent Compressor | Scroll Refrigerent Compressor capacity 160TR |  |  | nos
ML_SRC00008 | Scroll Refrigerent Compressor | Scroll Refrigerent Compressor capacity 180TR |  |  | nos
ML_RSRC0001 | Rotary-Screw Refrigerent Compressor | Rotary-Screw Refrigerent Compressor capacity 100TR |  |  | nos
ML_RSRC0002 | Rotary-Screw Refrigerent Compressor | Rotary-Screw Refrigerent Compressor capacity 120TR |  |  | nos
ML_RSRC0003 | Rotary-Screw Refrigerent Compressor | Rotary-Screw Refrigerent Compressor capacity 140TR |  |  | nos
ML_RSRC0004 | Rotary-Screw Refrigerent Compressor | Rotary-Screw Refrigerent Compressor capacity 160TR |  |  | nos
ML_RSRC0005 | Rotary-Screw Refrigerent Compressor | Rotary-Screw Refrigerent Compressor capacity 180TR |  |  | nos
ML_RSRC0006 | Rotary-Screw Refrigerent Compressor | Rotary-Screw Refrigerent Compressor capacity 200TR |  |  | nos
ML_RSRC0007 | Rotary-Screw Refrigerent Compressor | Rotary-Screw Refrigerent Compressor capacity 250TR |  |  | nos
ML_RSRC0008 | Rotary-Screw Refrigerent Compressor | Rotary-Screw Refrigerent Compressor capacity 280TR |  |  | nos
ML_RSRC0009 | Rotary-Screw Refrigerent Compressor | Rotary-Screw Refrigerent Compressor capacity 300TR |  |  | nos
ML_RSRC0010 | Rotary-Screw Refrigerent Compressor | Rotary-Screw Refrigerent Compressor capacity 350TR |  |  | nos
ML_RSRC0011 | Rotary-Screw Refrigerent Compressor | Rotary-Screw Refrigerent Compressor capacity 400TR |  |  | nos
ML_RSRC0012 | Rotary-Screw Refrigerent Compressor | Rotary-Screw Refrigerent Compressor capacity 450TR |  |  | nos
ML_RSRC0013 | Rotary-Screw Refrigerent Compressor | Rotary-Screw Refrigerent Compressor capacity 500TR |  |  | nos
ML_RWC00001 | Reciprocating Water Chillers | Reciprocating Water Chillers capacity 15TR |  |  | nos
ML_RWC00002 | Reciprocating Water Chillers | Reciprocating Water Chillers capacity 30TR |  |  | nos
ML_RWC00003 | Reciprocating Water Chillers | Reciprocating Water Chillers capacity 40TR |  |  | nos
ML_RWC00004 | Reciprocating Water Chillers | Reciprocating Water Chillers capacity 50TR |  |  | nos
ML_RWC00005 | Reciprocating Water Chillers | Reciprocating Water Chillers capacity 60TR |  |  | nos
ML_RWC00006 | Reciprocating Water Chillers | Reciprocating Water Chillers capacity 80TR |  |  | nos
ML_RWC00007 | Reciprocating Water Chillers | Reciprocating Water Chillers capacity 120TR |  |  | nos
ML_SWC00001 | Scroll Water Chillers | Scroll Water Chillers capacity30TR |  |  | nos
ML_SWC00002 | Scroll Water Chillers | Scroll Water Chillers capacity 50TR |  |  | nos
ML_SWC00003 | Scroll Water Chillers | Scroll Water Chillers capacity 78TR |  |  | nos
ML_SWC00004 | Scroll Water Chillers | Scroll Water Chillers capacity 100TR |  |  | nos
ML_SWC00005 | Scroll Water Chillers | Scroll Water Chillers capacity 120TR |  |  | nos
ML_SWC00006 | Scroll Water Chillers | Scroll Water Chillers capacity 140TR |  |  | nos
ML_SWC00007 | Scroll Water Chillers | Scroll Water Chillers capacity 160TR |  |  | nos
ML_SWC00008 | Scroll Water Chillers | Scroll Water Chillers capacity 180TR |  |  | nos
ML_SWC00009 | Scroll Water Chillers | Scroll Water Chillers capacity 210TR |  |  | nos
ML_RSWC0003 | Screw Water Chillers | Screw Water Chillers capacity 100TR |  |  | nos
ML_RSWC0004 | Screw Water Chillers | Screw Water Chillers capacity 120TR |  |  | nos
ML_RSWC0005 | Screw Water Chillers | Screw Water Chillers capacity 140TR |  |  | nos
ML_RSWC0006 | Screw Water Chillers | Screw Water Chillers capacity 160TR |  |  | nos
ML_RSWC0007 | Screw Water Chillers | Screw Water Chillers capacity 180TR |  |  | nos
ML_RSWC0008 | Screw Water Chillers | Screw Water Chillers capacity 200TR |  |  | nos
ML_RSWC0009 | Screw Water Chillers | Screw Water Chillers capacity 250TR |  |  | nos
ML_RSWC0010 | Screw Water Chillers | Screw Water Chillers capacity 280TR |  |  | nos
ML_RSWC0011 | Screw Water Chillers | Screw Water Chillers capacity 300TR |  |  | nos
ML_RSWC0012 | Screw Water Chillers | Screw Water Chillers capacity 350TR |  |  | nos
ML_RSWC0013 | Screw Water Chillers | Screw Water Chillers capacity 400TR |  |  | nos
ML_RSWC0014 | Screw Water Chillers | Screw Water Chillers capacity 450TR |  |  | nos
ML_RSWC0015 | Screw Water Chillers | Screw Water Chillers capacity 500TR |  |  | nos
ML_HAU0001 | Direct-fired gas type Packaged, Outdoor, Heating-Only Makeup-Air Unit | 12000 CFM Direct-fired gas type Packaged, Outdoor, Heating-Only Makeup-Air Unit |  |  | nos
ML_HAU0002 | Direct-fired gas type Packaged, Outdoor, Heating-Only Makeup-Air Unit | 20000CFM Direct-fired gas type Packaged, Outdoor, Heating-Only Makeup-Air Unit |  |  | nos
ML_HAU0003 | Direct-fired gas type Packaged, Outdoor, Heating-Only Makeup-Air Unit | 40000CFM Direct-fired gas type Packaged, Outdoor, Heating-Only Makeup-Air Unit |  |  | nos
ML_HAU0004 | Direct-fired gas type Packaged, Outdoor, Heating-Only Makeup-Air Unit | 60000CFM Direct-fired gas type Packaged, Outdoor, Heating-Only Makeup-Air Unit |  |  | nos
ML_HAU0005 | Direct-fired gas type Packaged, Outdoor, Heating-Only Makeup-Air Unit | 72000CFM Direct-fired gas type Packaged, Outdoor, Heating-Only Makeup-Air Unit |  |  | nos
ML_HAU0006 | Direct-fired gas type Packaged, Outdoor, Heating-Only Makeup-Air Unit | 88000CFM Direct-fired gas type Packaged, Outdoor, Heating-Only Makeup-Air Unit |  |  | nos
ML_HAU0007 | Direct-fired gas type Packaged, Outdoor, Heating-Only Makeup-Air Unit | 10000CFM Direct-fired gas type Packaged, Outdoor, Heating-Only Makeup-Air Unit |  |  | nos
ML_HAU0008 | Direct-fired gas type Packaged, Outdoor, Heating-Only Makeup-Air Unit | 120000CFM Direct-fired gas type Packaged, Outdoor, Heating-Only Makeup-Air Unit |  |  | nos
ML_HAU0009 | Direct-fired gas type Packaged, Outdoor, Heating-Only Makeup-Air Unit | 140000CFM Direct-fired gas type Packaged, Outdoor, Heating-Only Makeup-Air Unit |  |  | nos
ML_HAU0010 | Direct-fired gas type Packaged, Outdoor, Heating-Only Makeup-Air Unit | 160000CFM Direct-fired gas type Packaged, Outdoor, Heating-Only Makeup-Air Unit |  |  | nos
ML_HAU0011 | Direct-fired gas type Packaged, Outdoor, Heating-Only Makeup-Air Unit | 180000CFM Direct-fired gas type Packaged, Outdoor, Heating-Only Makeup-Air Unit |  |  | nos
ML_HAU0012 | Steam type Packaged, Outdoor, Heating-Only Makeup-Air Unit | 12000 CFM Steam type Packaged, Outdoor, Heating-Only Makeup-Air Unit |  |  | nos
ML_HAU0013 | Steam type Packaged, Outdoor, Heating-Only Makeup-Air Unit | 20000CFM Steam type Packaged, Outdoor, Heating-Only Makeup-Air Unit |  |  | nos
ML_HAU0014 | Steam type Packaged, Outdoor, Heating-Only Makeup-Air Unit | 40000CFM Steam type Packaged, Outdoor, Heating-Only Makeup-Air Unit |  |  | nos
ML_HAU0015 | Steam type Packaged, Outdoor, Heating-Only Makeup-Air Unit | 60000CFM Steam type Packaged, Outdoor, Heating-Only Makeup-Air Unit |  |  | nos
ML_HAU0016 | Steam type Packaged, Outdoor, Heating-Only Makeup-Air Unit | 72000CFM Steam type Packaged, Outdoor, Heating-Only Makeup-Air Unit |  |  | nos
ML_HAU0017 | Steam type Packaged, Outdoor, Heating-Only Makeup-Air Unit | 88000CFM Steam type Packaged, Outdoor, Heating-Only Makeup-Air Unit |  |  | nos
ML_HAU0018 | Steam type Packaged, Outdoor, Heating-Only Makeup-Air Unit | 10000CFM Steam type Packaged, Outdoor, Heating-Only Makeup-Air Unit |  |  | nos
ML_HAU0019 | Steam type Packaged, Outdoor, Heating-Only Makeup-Air Unit | 120000CFM Steam type Packaged, Outdoor, Heating-Only Makeup-Air Unit |  |  | nos
ML_HAU0020 | Steam type Packaged, Outdoor, Heating-Only Makeup-Air Unit | 140000CFM Steam type Packaged, Outdoor, Heating-Only Makeup-Air Unit |  |  | nos
ML_HAU0021 | Steam type Packaged, Outdoor, Heating-Only Makeup-Air Unit | 160000CFM Steam type Packaged, Outdoor, Heating-Only Makeup-Air Unit |  |  | nos
ML_HAU0022 | Steam type Packaged, Outdoor, Heating-Only Makeup-Air Unit | 180000CFM Steam type Packaged, Outdoor, Heating-Only Makeup-Air Unit |  |  | nos
ML_HAU0023 | Gas Door Air Heaters type Packaged, Outdoor, Heating-Only Makeup-Air Unit | 12000 CFM Gas Door Air Heaters type Packaged, Outdoor, Heating-Only Makeup-Air Unit |  |  | nos
ML_HAU0024 | Gas Door Air Heaters type Packaged, Outdoor, Heating-Only Makeup-Air Unit | 20000CFM Gas Door Air Heaters type Packaged, Outdoor, Heating-Only Makeup-Air Unit |  |  | nos
ML_HAU0025 | Gas Door Air Heaters type Packaged, Outdoor, Heating-Only Makeup-Air Unit | 40000CFM Gas Door Air Heaters type Packaged, Outdoor, Heating-Only Makeup-Air Unit |  |  | nos
ML_HAU0026 | Gas Door Air Heaters type Packaged, Outdoor, Heating-Only Makeup-Air Unit | 60000CFM Gas Door Air Heaters type Packaged, Outdoor, Heating-Only Makeup-Air Unit |  |  | nos
ML_HAU0027 | Gas Door Air Heaters type Packaged, Outdoor, Heating-Only Makeup-Air Unit | 72000CFM Gas Door Air Heaters type Packaged, Outdoor, Heating-Only Makeup-Air Unit |  |  | nos
ML_HAU0028 | Gas Door Air Heaters type Packaged, Outdoor, Heating-Only Makeup-Air Unit | 88000CFM Gas Door Air Heaters type Packaged, Outdoor, Heating-Only Makeup-Air Unit |  |  | nos
ML_HAU0029 | Gas Door Air Heaters type Packaged, Outdoor, Heating-Only Makeup-Air Unit | 10000CFM Gas Door Air Heaters type Packaged, Outdoor, Heating-Only Makeup-Air Unit |  |  | nos
ML_HAU0030 | Gas Door Air Heaters type Packaged, Outdoor, Heating-Only Makeup-Air Unit | 120000CFM Gas Door Air Heaters type Packaged, Outdoor, Heating-Only Makeup-Air Unit |  |  | nos
ML_HAU0031 | Gas Door Air Heaters type Packaged, Outdoor, Heating-Only Makeup-Air Unit | 140000CFM Gas Door Air Heaters type Packaged, Outdoor, Heating-Only Makeup-Air Unit |  |  | nos
ML_HAU0032 | Gas Door Air Heaters type Packaged, Outdoor, Heating-Only Makeup-Air Unit | 160000CFM Gas Door Air Heaters type Packaged, Outdoor, Heating-Only Makeup-Air Unit |  |  | nos
ML_HAU0033 | Gas Door Air Heaters type Packaged, Outdoor, Heating-Only Makeup-Air Unit | 180000CFM Gas Door Air Heaters type Packaged, Outdoor, Heating-Only Makeup-Air Unit |  |  | nos
ML_HSCAC0001 | Self-Contained Air-Conditioners | 20TR Air cooled Self contained air conditioners |  |  | nos
ML_HSCAC0002 | Self-Contained Air-Conditioners | 22TR Air cooled Self contained air conditioners |  |  | nos
ML_HSCAC0003 | Self-Contained Air-Conditioners | 25TR Air cooled Self contained air conditioners |  |  | nos
ML_HSCAC0004 | Self-Contained Air-Conditioners | 29TR Air cooled Self contained air conditioners |  |  | nos
ML_HSCAC0005 | Self-Contained Air-Conditioners | 32TR Air cooled Self contained air conditioners |  |  | nos
ML_HSCAC0006 | Self-Contained Air-Conditioners | 35TR Air cooled Self contained air conditioners |  |  | nos
ML_HSCAC0007 | Self-Contained Air-Conditioners | 38TR Air cooled Self contained air conditioners |  |  | nos
ML_HSCAC0008 | Self-Contained Air-Conditioners | 42TR Air cooled Self contained air conditioners |  |  | nos
ML_HSCAC0009 | Self-Contained Air-Conditioners | 46TR Air cooled Self contained air conditioners |  |  | nos
ML_HSCAC0010 | Self-Contained Air-Conditioners | 52TR Air cooled Self contained air conditioners |  |  | nos
ML_HSCAC0011 | Self-Contained Air-Conditioners | 58TR Air cooled Self contained air conditioners |  |  | nos
ML_HSCAC0012 | Self-Contained Air-Conditioners | 65TR Air cooled Self contained air conditioners |  |  | nos
ML_HSCAC0013 | Self-Contained Air-Conditioners | 72TR Air cooled Self contained air conditioners |  |  | kg
ML_HSCAC0014 | Self-Contained Air-Conditioners | 80TR Air cooled Self contained air conditioners |  |  | nos
ML_HSCAC0015 | Self-Contained Air-Conditioners | 20TR Water cooled Self contained air conditioners |  |  | nos
ML_HSCAC0016 | Self-Contained Air-Conditioners | 22TR Water cooled Self contained air conditioners |  |  | nos
ML_HSCAC0017 | Self-Contained Air-Conditioners | 25TR Water cooled Self contained air conditioners |  |  | nos
ML_HSCAC0018 | Self-Contained Air-Conditioners | 29TR Water cooled Self contained air conditioners |  |  | nos
ML_HSCAC0019 | Self-Contained Air-Conditioners | 32TR Water cooled Self contained air conditioners |  |  | nos
ML_HSCAC0020 | Self-Contained Air-Conditioners | 35TR Water cooled Self contained air conditioners |  |  | nos
ML_HSCAC0021 | Self-Contained Air-Conditioners | 38 TR Water cooled Self contained air conditioners |  |  | nos
ML_HSCAC0022 | Self-Contained Air-Conditioners | 42TR Water cooled Self contained air conditioners |  |  | nos
ML_HSCAC0023 | Self-Contained Air-Conditioners | 46TR Water cooled Self contained air conditioners |  |  | nos
ML_HSCAC0024 | Self-Contained Air-Conditioners | 52TR Water cooled Self contained air conditioners |  |  | nos
ML_HSCAC0025 | Self-Contained Air-Conditioners | 58TR Water cooled Self contained air conditioners |  |  | nos
ML_HSCAC0026 | Self-Contained Air-Conditioners | 65TR Water cooled Self contained air conditioners |  |  | nos
ML_HSCAC0027 | Self-Contained Air-Conditioners | 72TR Water cooled Self contained air conditioners |  |  | nos
ML_HSCAC0028 | Self-Contained Air-Conditioners | 80TR Water cooled Self contained air conditioners |  |  | nos
ML_HUPAC0001 | Packaged Terminal Air-Conditioners | 6 Tr Air Cooled packaged terminal air conditioners |  |  | nos
ML_HUPAC0002 | Packaged Terminal Air-Conditioners | 9Tr Air Cooled packaged terminal air conditioners |  |  | nos
ML_HUPAC0003 | Packaged Terminal Air-Conditioners | 12Tr Air Cooled packaged terminal air conditioners |  |  | nos
ML_HUPAC0004 | Packaged Terminal Air-Conditioners | 18Tr Air Cooled packaged terminal air conditioners |  |  | nos
ML_HUPAC0005 | Packaged Terminal Air-Conditioners | 24Tr Air Cooled packaged terminal air conditioners |  |  | nos
ML_HUPAC0006 | Packaged Terminal Air-Conditioners | 5.5Tr Water Cooled packaged terminal air conditioners |  |  | nos
ML_HUPAC0007 | Packaged Terminal Air-Conditioners | 11Tr Water Cooled packaged terminal air conditioners |  |  | nos
ML_HUPAC0008 | Packaged Terminal Air-Conditioners | 16.5 Tr Water Cooled packaged terminal air conditioners |  |  | nos
ML_HUCAC0001 | Precision Air-Conditioners - DX type | Precision Air-Conditioners, 41kW, DX Type |  |  | nos
ML_HUCAC0002 | Precision Air-Conditioners - DX type | Precision Air-Conditioners, 45kW, DX Type |  |  | nos
ML_HUCAC0003 | Precision Air-Conditioners - DX type | Precision Air-Conditioners, 47kW, DX Type |  |  | nos
ML_HUCAC0004 | Precision Air-Conditioners - DX type | Precision Air-Conditioners, 51kW, DX Type |  |  | nos
ML_HUCAC0005 | Precision Air-Conditioners - DX type | Precision Air-Conditioners, 54kW, DX Type |  |  | nos
ML_HUCAC0006 | Precision Air-Conditioners - DX type | Precision Air-Conditioners, 57kW, DX Type |  |  | nos
ML_HUCAC0007 | Precision Air-Conditioners - DX type | Precision Air-Conditioners, 62kW, DX Type |  |  | nos
ML_HUCAC0008 | Precision Air-Conditioners - DX type | Precision Air-Conditioners, 68kW, DX Type |  |  | nos
ML_HUCAC0009 | Precision Air-Conditioners - DX type | Precision Air-Conditioners, 74kW, DX Type |  |  | nos
ML_HUCAC0010 | Precision Air-Conditioners - DX type | Precision Air-Conditioners, 92kW, DX Type |  |  | nos
ML_HUCAC0011 | Precision Air-Conditioners - DX type | Precision Air-Conditioners, 82kW, DX Type |  |  | nos
ML_HUCAC0012 | Precision Air-Conditioners - DX type | Precision Air-Conditioners, 94kW, DX Type |  |  | nos
ML_HUCAC0013 | Precision Air-Conditioners - DX type | Precision Air-Conditioners, 104kW, DX Type |  |  | nos
ML_HUCAC0014 | Precision Air-Conditioners - DX type | Precision Air-Conditioners, 120kW, DX Type |  |  | nos
ML_HUCAC0001 | Precision Air-Conditioners - Water cooled | Precision Air-Conditioners, 41kW, Water Cooled |  |  | nos
ML_HUCAC0002 | Precision Air-Conditioners - Water cooled | Precision Air-Conditioners, 45kW, Water Cooled |  |  | nos
ML_HUCAC0003 | Precision Air-Conditioners - Water cooled | Precision Air-Conditioners, 47kW, Water Cooled |  |  | nos
ML_HUCAC0004 | Precision Air-Conditioners - Water cooled | Precision Air-Conditioners, 51kW, Water Cooled |  |  | nos
ML_HUCAC0005 | Precision Air-Conditioners - Water cooled | Precision Air-Conditioners, 54kW, Water Cooled |  |  | nos
ML_HUCAC0006 | Precision Air-Conditioners - Water cooled | Precision Air-Conditioners, 57kW, Water Cooled |  |  | nos
ML_HUCAC0007 | Precision Air-Conditioners - Water cooled | Precision Air-Conditioners, 62kW, Water Cooled |  |  | nos
ML_HUCAC0008 | Precision Air-Conditioners - Water cooled | Precision Air-Conditioners, 68kW, Water Cooled |  |  | nos
ML_HUCAC0009 | Precision Air-Conditioners - Water cooled | Precision Air-Conditioners, 74kW, Water Cooled |  |  | nos
ML_HUCAC0010 | Precision Air-Conditioners - Water cooled | Precision Air-Conditioners, 92kW, Water Cooled |  |  | nos
ML_HUCAC0011 | Precision Air-Conditioners - Water cooled | Precision Air-Conditioners, 82kW, Water Cooled |  |  | nos
ML_HUCAC0012 | Precision Air-Conditioners - Water cooled | Precision Air-Conditioners, 94kW, Water Cooled |  |  | nos
ML_HUCAC0013 | Precision Air-Conditioners - Water cooled | Precision Air-Conditioners, 104kW, Water Cooled |  |  | nos
ML_HUCAC0014 | Precision Air-Conditioners - Water cooled | Precision Air-Conditioners, 120kW, Water Cooled |  |  | nos
ML_HUCAC0001 | Precision Air-Conditioners - Dual type | Precision Air-Conditioners, 41kW, Dual Type |  |  | nos
ML_HUCAC0002 | Precision Air-Conditioners - Dual type | Precision Air-Conditioners, 45kW, Dual Type |  |  | nos
ML_HUCAC0003 | Precision Air-Conditioners - Dual type | Precision Air-Conditioners, 47kW, Dual Type |  |  | nos
ML_HUCAC0004 | Precision Air-Conditioners - Dual type | Precision Air-Conditioners, 51kW, Dual Type |  |  | nos
ML_HUCAC0005 | Precision Air-Conditioners - Dual type | Precision Air-Conditioners, 54kW, Dual Type |  |  | nos
ML_HUCAC0006 | Precision Air-Conditioners - Dual type | Precision Air-Conditioners, 57kW, Dual Type |  |  | nos
ML_HUCAC0007 | Precision Air-Conditioners - Dual type | Precision Air-Conditioners, 62kW, Dual Type |  |  | nos
ML_HUCAC0008 | Precision Air-Conditioners - Dual type | Precision Air-Conditioners, 68kW, Dual Type |  |  | nos
ML_HUCAC0009 | Precision Air-Conditioners - Dual type | Precision Air-Conditioners, 74kW, Dual Type |  |  | nos
ML_HUCAC0010 | Precision Air-Conditioners - Dual type | Precision Air-Conditioners, 92kW, Dual Type |  |  | nos
ML_HUCAC0011 | Precision Air-Conditioners - Dual type | Precision Air-Conditioners, 82kW, Dual Type |  |  | nos
ML_HUCAC0012 | Precision Air-Conditioners - Dual type | Precision Air-Conditioners, 94kW, Dual Type |  |  | nos
ML_HUCAC0013 | Precision Air-Conditioners - Dual type | Precision Air-Conditioners, 104kW, Dual Type |  |  | nos
ML_HUCAC0014 | Precision Air-Conditioners - Dual type | Precision Air-Conditioners, 120kW, Dual Type |  |  | nos
ML_HURAC0001 | Window AC | 0.75 TR 2 Star Rating Room air conditioners |  |  | nos
ML_HURAC0002 | Window AC | 0.75 TR 3-Star Rating Room air conditioners |  |  | nos
ML_HURAC0003 | Window AC | 0.75 TR 5-Star Rating Room air conditioners |  |  | nos
ML_HURAC0004 | Window AC | 1 TR 2-Star Rating Room air conditioners |  |  | nos
ML_HURAC0005 | Window AC | 1 TR 3-Star Rating Room air conditioners |  |  | nos
ML_HURAC0006 | Window AC | 1 TR 5-Star Rating Room air conditioners |  |  | nos
ML_HURAC0007 | Window AC | 1.5 TR 2-Star Rating Room air conditioners |  |  | nos
ML_HURAC0008 | Window AC | 1.5 TR 3-Star Rating Room air conditioners |  |  | nos
ML_HURAC0009 | Window AC | 1.5 TR 5-Star Rating Room air conditioners |  |  | nos
ML_HURAC0010 | Window AC | 2TR 2-Star Rating Room air conditioners |  |  | nos
ML_HURAC0011 | Floor Standing AC | 1.5 TR Floor Standing Unit |  |  | nos
ML_HURAC0012 | Floor Standing AC | 2 TR Floor Standing Unit |  |  | nos
ML_HURAC0013 | Floor Standing AC | 3 TR Floor Standing Unit |  |  | nos
ML_HURAC0014 | Floor Standing AC | 4 TR Floor Standing Unit |  |  | nos
ML_HURAC0015 | Floor Standing AC | 6 TR Floor Standing Unit |  |  | nos
ML_HSSAC0001 | Hi- Wall Split-System Air-Conditioners | Hi-Wall type, 0.75 Tr ,3-Star rating |  |  | nos
ML_HSSAC0002 | Hi- Wall Split-System Air-Conditioners | Hi-Wall type,0.75 Tr ,5-Star rating |  |  | nos
ML_HSSAC0003 | Hi- Wall Split-System Air-Conditioners | Hi-Wall type,1 Tr , 2-Star rating |  |  | nos
ML_HSSAC0004 | Hi- Wall Split-System Air-Conditioners | Hi-Wall type,1 Tr , 3-Star rating |  |  | nos
ML_HSSAC0005 | Hi- Wall Split-System Air-Conditioners | Hi-Wall type,1 Tr , 5-Star rating |  |  | nos
ML_HSSAC0006 | Hi- Wall Split-System Air-Conditioners | Hi-Wall type,1.5Tr , 2-Star rating |  |  | nos
ML_HSSAC0007 | Hi- Wall Split-System Air-Conditioners | Hi-Wall type,1.5 Tr, 3-Star rating |  |  | nos
ML_HSSAC0008 | Hi- Wall Split-System Air-Conditioners | Hi-Wall type,1.5 Tr, 5-Star rating |  |  | nos
ML_HSSAC0009 | Hi- Wall Split-System Air-Conditioners | Hi-Wall type, 2Tr, 2-Star rating |  |  | nos
ML_HSSAC0010 | Hi- Wall Split-System Air-Conditioners | Hi-Wall type, 2Tr, 3-Star rating |  |  | nos
ML_HSSAC0011 | Hi- Wall Split-System Air-Conditioners | Hi-Wall type, 2Tr, 5-Star rating |  |  | nos
ML_HSSAC0012 | Hi- Wall Split-System Air-Conditioners | Inverter Hi-Wall type, 1 Tr, Standard |  |  | nos
ML_HSSAC0013 | Hi- Wall Split-System Air-Conditioners | Inverter Hi-Wall type, 1.5 Tr,Standard |  |  | nos
ML_HSSAC0014 | Hi- Wall Split-System Air-Conditioners | Inverter Hi-Wall type, 2Tr ,Standard |  |  | nos
ML_HSSAC0015 | Hi- Wall Split-System Air-Conditioners | Mega Hi-Wall type, 2.5Tr, Standard |  |  | nos
ML_HSSAC0016 | Hi- Wall Split-System Air-Conditioners | Mega Hi-Wall type, 3Tr, Standard |  |  | nos
ML_HSSAC0017 | Ducted Split-System Air-Conditioners | Ducted type, 0.75Tr, Standard |  |  | nos
ML_HSSAC0018 | Ducted Split-System Air-Conditioners | Ducted type, 1Tr, Standard |  |  | nos
ML_HSSAC0019 | Ducted Split-System Air-Conditioners | Ducted type, 1.5Tr, Standard |  |  | nos
ML_HSSAC0020 | Ducted Split-System Air-Conditioners | Ducted type, 2Tr, Standard |  |  | nos
ML_HSSAC0021 | Ducted Split-System Air-Conditioners | Ducted type, 2.5Tr, Standard |  |  | nos
ML_HSSAC0022 | Ducted Split-System Air-Conditioners | Ducted type, 3Tr, Standard |  |  | nos
ML_HSSAC0023 | Ducted Split-System Air-Conditioners | Ducted type, 5.5Tr, Standard |  |  | nos
ML_HSSAC0024 | Ducted Split-System Air-Conditioners | Ducted type, 8.5Tr, Standard |  |  | nos
ML_HSSAC0025 | Ducted Split-System Air-Conditioners | Ducted type, 8.75Tr, Standard |  |  | nos
ML_HSSAC0026 | Ducted Split-System Air-Conditioners | Ducted type, 11Tr, Standard |  |  | nos
ML_HSSAC0027 | Ducted Split-System Air-Conditioners | Ducted type, 17Tr, Standard |  |  | nos
ML_HSSAC0028 | Ducted Split-System Air-Conditioners | Ducted type, 22Tr, Standard |  |  | nos
ML_STZ001 | Voltage Stabilizer | Voltage Stabilizer 3KW output |  |  | nos
ML_STZ002 | Voltage Stabilizer | Voltage Stabilizer 4KW output |  |  | nos
ML_STZ003 | Voltage Stabilizer | Voltage Stabilizer 5KW output |  |  | nos
ML_CB0001 | Chilled Beams - Passive type | Chilled Beams , Passive Type, two pipe connection 1000 mm length |  |  | nos
ML_CB0002 | Chilled Beams - Passive type | Chilled Beams , Passive Type, two pipe connection 1500 mm length |  |  | nos
ML_CB0003 | Chilled Beams - Passive type | Chilled Beams , Passive Type, two pipe connection 2000 mm length |  |  | nos
ML_CB0004 | Chilled Beams - Passive type | Chilled Beams , Passive Type, two pipe connection 2500 mm length |  |  | nos
ML_CB0005 | Chilled Beams - Passive type | Chilled Beams , Passive Type, two pipe connection 3000 mm length |  |  | nos
ML_CB0006 | Chilled Beams - Active type | Chilled Beams , Active Type, two pipe connection, one way discharge 900 mm length |  |  | nos
ML_CB0007 | Chilled Beams - Active type | Chilled Beams , Active Type, two pipe connection, one way discharge 1200 mm length |  |  | nos
ML_CB0008 | Chilled Beams - Active type | Chilled Beams , Active Type, two pipe connection, one way discharge 1500 mm length |  |  | nos
ML_CB0009 | Chilled Beams - Active type | Chilled Beams , Active Type, two pipe connection, one way discharge 1800 mm length |  |  | nos
ML_CB0010 | Chilled Beams - Active type | Chilled Beams , Active Type, two pipe connection, one way discharge 2100 mm length |  |  | nos
ML_CB0011 | Chilled Beams - Active type | Chilled Beams , Active Type, two pipe connection, one way discharge 2400 mm length |  |  | nos
ML_CB0012 | Chilled Beams - Active type | Chilled Beams , Active Type, two pipe connection, one way discharge 2700 mm length |  |  | nos
ML_CB0013 | Chilled Beams - Active type | Chilled Beams , Active Type, two pipe connection, one way discharge 3000 mm length |  |  | nos
ML_CB0014 | Chilled Beams - Active type | Chilled Beams , Active Type, two pipe connection, two way discharge 900 mm length |  |  | nos
ML_CB0015 | Chilled Beams - Active type | Chilled Beams , Active Type, two pipe connection, two way discharge 1200 mm length |  |  | nos
ML_CB0016 | Chilled Beams - Active type | Chilled Beams , Active Type, two pipe connection, two way discharge 1500 mm length |  |  | nos
ML_CB0017 | Chilled Beams - Active type | Chilled Beams , Active Type, two pipe connection, two way discharge 1800 mm length |  |  | nos
ML_CB0018 | Chilled Beams - Active type | Chilled Beams , Active Type, two pipe connection, two way discharge 2100 mm length |  |  | nos
ML_CB0019 | Chilled Beams - Active type | Chilled Beams , Active Type, two pipe connection, two way discharge 2400 mm length |  |  | nos
ML_CB0020 | Chilled Beams - Active type | Chilled Beams , Active Type, two pipe connection, two way discharge 2700 mm length |  |  | nos
ML_CB0021 | Chilled Beams - Active type | Chilled Beams , Active Type, two pipe connection, two way discharge 3000 mm length |  |  | nos
ML_CB0022 | Chilled Beams - Active type | Chilled Beams , Active Type, two pipe connection, four way discharge 900 mm length |  |  | nos
ML_CB0023 | Chilled Beams - Active type | Chilled Beams , Active Type, two pipe connection, four way discharge 1200 mm length |  |  | nos
ML_CB0024 | Chilled Beams - Active type | Chilled Beams , Active Type, two pipe connection, four way discharge 1500 mm length |  |  | nos
ML_CB0025 | Chilled Beams - Active type | Chilled Beams , Active Type, two pipe connection, four way discharge 1800 mm length |  |  | nos
ML_CB0026 | Chilled Beams - Active type | Chilled Beams , Active Type, two pipe connection, four way discharge 2100 mm length |  |  | nos
ML_CB0027 | Chilled Beams - Active type | Chilled Beams , Active Type, two pipe connection, four way discharge 2400 mm length |  |  | nos
ML_CB0028 | Chilled Beams - Active type | Chilled Beams , Active Type, two pipe connection, four way discharge 2700 mm length |  |  | nos
ML_CB0029 | Chilled Beams - Active type | Chilled Beams , Active Type, two pipe connection, four way discharge 3000 mm length |  |  | nos
ML_CB0030 | Chilled Beams - Active type | Chilled Beams , Active Type, four pipe connection, one way discharge 900 mm length |  |  | nos
ML_CB0031 | Chilled Beams - Active type | Chilled Beams , Active Type, four pipe connection, one way discharge 1200 mm length |  |  | nos
ML_CB0032 | Chilled Beams - Active type | Chilled Beams , Active Type, four pipe connection, one way discharge 1500 mm length |  |  | nos
ML_CB0033 | Chilled Beams - Active type | Chilled Beams , Active Type, four pipe connection, one way discharge 1800 mm length |  |  | nos
ML_CB0034 | Chilled Beams - Active type | Chilled Beams , Active Type, four pipe connection, one way discharge 2100 mm length |  |  | nos
ML_CB0035 | Chilled Beams - Active type | Chilled Beams , Active Type, four pipe connection, one way discharge 2400 mm length |  |  | nos
ML_CB0036 | Chilled Beams - Active type | Chilled Beams , Active Type, four pipe connection, one way discharge 2700 mm length |  |  | nos
ML_CB0037 | Chilled Beams - Active type | Chilled Beams , Active Type, four pipe connection, one way discharge 3000 mm length |  |  | nos
ML_CB0038 | Chilled Beams - Active type | Chilled Beams , Active Type, four pipe connection, two way discharge 900 mm length |  |  | nos
ML_CB0039 | Chilled Beams - Active type | Chilled Beams , Active Type, four pipe connection, two way discharge 1200 mm length |  |  | nos
ML_CB0040 | Chilled Beams - Active type | Chilled Beams , Active Type, four pipe connection, two way discharge 1500 mm length |  |  | nos
ML_CB0041 | Chilled Beams - Active type | Chilled Beams , Active Type, four pipe connection, two way discharge 1800 mm length |  |  | nos
ML_CB0042 | Chilled Beams - Active type | Chilled Beams , Active Type, four pipe connection, two way discharge 2100 mm length |  |  | nos
ML_CB0043 | Chilled Beams - Active type | Chilled Beams , Active Type, four pipe connection, two way discharge 2400 mm length |  |  | nos
ML_CB0044 | Chilled Beams - Active type | Chilled Beams , Active Type, four pipe connection, two way discharge 2700 mm length |  |  | nos
ML_CB0045 | Chilled Beams - Active type | Chilled Beams , Active Type, four pipe connection, two way discharge 3000 mm length |  |  | nos
ML_CB0046 | Chilled Beams - Active type | Chilled Beams , Active Type, four pipe connection, four way discharge 900 mm length |  |  | nos
ML_CB0047 | Chilled Beams - Active type | Chilled Beams , Active Type, four pipe connection, four way discharge 1200 mm length |  |  | nos
ML_CB0048 | Chilled Beams - Active type | Chilled Beams , Active Type, four pipe connection, four way discharge 1500 mm length |  |  | nos
ML_CB0049 | Chilled Beams - Active type | Chilled Beams , Active Type, four pipe connection, four way discharge 1800 mm length |  |  | nos
ML_CB0050 | Chilled Beams - Active type | Chilled Beams , Active Type, four pipe connection, four way discharge 2100 mm length |  |  | nos
ML_CB0051 | Chilled Beams - Active type | Chilled Beams , Active Type, four pipe connection, four way discharge 2400 mm length |  |  | nos
ML_CB0052 | Chilled Beams - Active type | Chilled Beams , Active Type, four pipe connection, four way discharge 2700 mm length |  |  | nos
ML_CB0053 | Chilled Beams - Active type | Chilled Beams , Active Type, four pipe connection, four way discharge 3000 mm length |  |  | nos
ML_AFH001 | Anchor fastners and hangers | Anchor fastners and hangers 10mm |  |  | nos
ML_AFH002 | Anchor fastners and hangers | Anchor fastners and hangers 12mm |  |  | nos
ML_AFH003 | Anchor fastners and hangers | Anchor fastners and hangers 15mm |  |  | nos
ML_AFH004 | Anchor fastners and hangers | Anchor fastners and hangers 18mm |  |  | nos
ML_HUPS0001 | Pipe Fittings- MS Bends | MS Bend 22.5 Degree 1" |  |  | nos
ML_HUPS0002 | Pipe Fittings- MS Bends | MS Bend 22.5 Degree 1-1/4" |  |  | nos
ML_HUPS0003 | Pipe Fittings- MS Bends | MS Bend 22.5 Degree 1-1/2" |  |  | nos
ML_HUPS0004 | Pipe Fittings- MS Bends | MS Bend 22.5 Degree 2" |  |  | nos
ML_HUPS0005 | Pipe Fittings- MS Bends | MS Bend 22.5 Degree 2-1/2" |  |  | nos
ML_HUPS0006 | Pipe Fittings- MS Bends | MS Bend 22.5 Degree 3" |  |  | nos
ML_HUPS0007 | Pipe Fittings- MS Bends | MS Bend 45 Degree 1" |  |  | nos
ML_HUPS0008 | Pipe Fittings- MS Bends | MS Bend 45 Degree 1-1/4" |  |  | nos
ML_HUPS0009 | Pipe Fittings- MS Bends | MS Bend 45 Degree 1-1/2" |  |  | nos
ML_HUPS0010 | Pipe Fittings- MS Bends | MS Bend 45 Degree 2" |  |  | nos
ML_HUPS0011 | Pipe Fittings- MS Bends | MS Bend 45 Degree 2-1/2" |  |  | nos
ML_HUPS0012 | Pipe Fittings- MS Bends | MS Bend 45 Degree 3" |  |  | nos
ML_HUPS0013 | Pipe Fittings- MS Bends | MS Bend 90 Degree 1" |  |  | nos
ML_HUPS0014 | Pipe Fittings- MS Bends | MS Bend 90 Degree 1-1/4" |  |  | nos
ML_HUPS0015 | Pipe Fittings- MS Bends | MS Bend 90 Degree 1-1/2" |  |  | nos
ML_HUPS0016 | Pipe Fittings- MS Bends | MS Bend 90 Degree 2" |  |  | nos
ML_HUPS0017 | Pipe Fittings- MS Bends | MS Bend 90 Degree 2-1/2" |  |  | nos
ML_HUPS0018 | Pipe Fittings- MS Bends | MS Bend 90 Degree 3" |  |  | nos
ML_HUPS0019 | Pipe Fittings- MS Bends | MS Bend 22.5 Degree 4" |  |  | nos
ML_HUPS0020 | Pipe Fittings- MS Bends | MS Bend 22.5 Degree 5" |  |  | nos
ML_HUPS0021 | Pipe Fittings- MS Bends | MS Bend 22.5 Degree 6" |  |  | nos
ML_HUPS0022 | Pipe Fittings- MS Bends | MS Bend 22.5 Degree 8" |  |  | nos
ML_HUPS0023 | Pipe Fittings- MS Bends | MS Bend 22.5 Degree 10" |  |  | nos
ML_HUPS0024 | Pipe Fittings- MS Bends | MS Bend 45 Degree 4" |  |  | nos
ML_HUPS0025 | Pipe Fittings- MS Bends | MS Bend 45 Degree 5" |  |  | nos
ML_HUPS0026 | Pipe Fittings- MS Bends | MS Bend 45 Degree 6" |  |  | nos
ML_HUPS0027 | Pipe Fittings- MS Bends | MS Bend 45 Degree 8" |  |  | nos
ML_HUPS0028 | Pipe Fittings- MS Bends | MS Bend 45 Degree 10" |  |  | nos
ML_HUPS0029 | Pipe Fittings- MS Bends | MS Bend 90 Degree 4" |  |  | nos
ML_HUPS0030 | Pipe Fittings- MS Bends | MS Bend 90 Degree 5" |  |  | nos
ML_HUPS0031 | Pipe Fittings- MS Bends | MS Bend 90 Degree 6" |  |  | nos
ML_HUPS0032 | Pipe Fittings- MS Bends | MS Bend 90 Degree 8" |  |  | nos
ML_HUPS0033 | Pipe Fittings- MS Bends | MS Bend 90 Degree 10" |  |  | nos
ML_HUPS0034 | Pipe Fittings- MS Bends | MS Bend 22.5 Degree 12" |  |  | nos
ML_HUPS0035 | Pipe Fittings- MS Bends | MS Bend 22.5 Degree 14" |  |  | nos
ML_HUPS0036 | Pipe Fittings- MS Bends | MS Bend 22.5 Degree 16" |  |  | nos
ML_HUPS0037 | Pipe Fittings- MS Bends | MS Bend 45 Degree 12" |  |  | nos
ML_HUPS0038 | Pipe Fittings- MS Bends | MS Bend 45 Degree 14" |  |  | nos
ML_HUPS0039 | Pipe Fittings- MS Bends | MS Bend 45 Degree 16" |  |  | nos
ML_HUPS0040 | Pipe Fittings- MS Bends | MS Bend 90 Degree 12" |  |  | nos
ML_HUPS0041 | Pipe Fittings- MS Bends | MS Bend 90 Degree 14" |  |  | nos
ML_HUPS0042 | Pipe Fittings- MS Bends | MS Bend 90 Degree 16" |  |  | nos
ML_HUPS0043 | Pipe Fittings- CPVC Bends | CPVC Bend 22.5 Degree 1" |  |  | nos
ML_HUPS0044 | Pipe Fittings- CPVC Bends | CPVC Bend 22.5 Degree 1-1/4" |  |  | nos
ML_HUPS0045 | Pipe Fittings- CPVC Bends | CPVC Bend 22.5 Degree 1-1/2" |  |  | nos
ML_HUPS0046 | Pipe Fittings- CPVC Bends | CPVC Bend 22.5 Degree 2" |  |  | nos
ML_HUPS0047 | Pipe Fittings- CPVC Bends | CPVC Bend 22.5 Degree 2-1/2" |  |  | nos
ML_HUPS0048 | Pipe Fittings- CPVC Bends | CPVC Bend 22.5 Degree 3" |  |  | nos
ML_HUPS0049 | Pipe Fittings- CPVC Bends | CPVC Bend 45 Degree 1" |  |  | nos
ML_HUPS0050 | Pipe Fittings- CPVC Bends | CPVC Bend 45 Degree 1-1/4" |  |  | nos
ML_HUPS0051 | Pipe Fittings- CPVC Bends | CPVC Bend 45 Degree 1-1/2" |  |  | nos
ML_HUPS0052 | Pipe Fittings- CPVC Bends | CPVC Bend 45 Degree 2" |  |  | nos
ML_HUPS0053 | Pipe Fittings- CPVC Bends | CPVC Bend 45 Degree 2-1/2" |  |  | nos
ML_HUPS0054 | Pipe Fittings- CPVC Bends | CPVC Bend 45 Degree 3" |  |  | nos
ML_HUPS0055 | Pipe Fittings- CPVC Bends | CPVC Bend 90 Degree 1" |  |  | nos
ML_HUPS0056 | Pipe Fittings- CPVC Bends | CPVC Bend 90 Degree 1-1/4" |  |  | nos
ML_HUPS0057 | Pipe Fittings- CPVC Bends | CPVC Bend 90 Degree 1-1/2" |  |  | nos
ML_HUPS0058 | Pipe Fittings- CPVC Bends | CPVC Bend 90 Degree 2" |  |  | nos
ML_HUPS0059 | Pipe Fittings- CPVC Bends | CPVC Bend 90 Degree 2-1/2" |  |  | nos
ML_HUPS0060 | Pipe Fittings- CPVC Bends | CPVC Bend 90 Degree 3" |  |  | nos
ML_HUPS0061 | Pipe Fittings- CPVC Bends | CPVC Bend 22.5 Degree 4" |  |  | nos
ML_HUPS0062 | Pipe Fittings- CPVC Bends | CPVC Bend 22.5 Degree 5" |  |  | nos
ML_HUPS0063 | Pipe Fittings- CPVC Bends | CPVC Bend 22.5 Degree 6" |  |  | nos
ML_HUPS0064 | Pipe Fittings- CPVC Bends | CPVC Bend 22.5 Degree 8" |  |  | nos
ML_HUPS0065 | Pipe Fittings- CPVC Bends | CPVC Bend 22.5 Degree 10" |  |  | nos
ML_HUPS0066 | Pipe Fittings- CPVC Bends | CPVC Bend 45 Degree 4" |  |  | nos
ML_HUPS0067 | Pipe Fittings- CPVC Bends | CPVC Bend 45 Degree 5" |  |  | nos
ML_HUPS0068 | Pipe Fittings- CPVC Bends | CPVC Bend 45 Degree 6" |  |  | nos
ML_HUPS0069 | Pipe Fittings- CPVC Bends | CPVC Bend 45 Degree 8" |  |  | nos
ML_HUPS0070 | Pipe Fittings- CPVC Bends | CPVC Bend 45 Degree 10" |  |  | nos
ML_HUPS0071 | Pipe Fittings- CPVC Bends | CPVC Bend 90 Degree 4" |  |  | nos
ML_HUPS0072 | Pipe Fittings- CPVC Bends | CPVC Bend 90 Degree 5" |  |  | nos
ML_HUPS0073 | Pipe Fittings- CPVC Bends | CPVC Bend 90 Degree 6" |  |  | nos
ML_HUPS0074 | Pipe Fittings- CPVC Bends | CPVC Bend 90 Degree 8" |  |  | nos
ML_HUPS0075 | Pipe Fittings- CPVC Bends | CPVC Bend 90 Degree 10" |  |  | nos
ML_HUPS0076 | Pipe Fittings- CPVC Bends | CPVC Bend 22.5 Degree 12" |  |  | nos
ML_HUPS0077 | Pipe Fittings- CPVC Bends | CPVC Bend 22.5 Degree 14" |  |  | nos
ML_HUPS0078 | Pipe Fittings- CPVC Bends | CPVC Bend 22.5 Degree 16" |  |  | nos
ML_HUPS0079 | Pipe Fittings- CPVC Bends | CPVC Bend 45 Degree 12" |  |  | nos
ML_HUPS0080 | Pipe Fittings- CPVC Bends | CPVC Bend 45 Degree 14" |  |  | nos
ML_HUPS0081 | Pipe Fittings- CPVC Bends | CPVC Bend 45 Degree 16" |  |  | nos
ML_HUPS0082 | Pipe Fittings- CPVC Bends | CPVC Bend 90 Degree 12" |  |  | nos
ML_HUPS0083 | Pipe Fittings- CPVC Bends | CPVC Bend 90 Degree 14" |  |  | nos
ML_HUPS0084 | Pipe Fittings- CPVC Bends | CPVC Bend 90 Degree 16" |  |  | nos
ML_HUPS0085 | Pipe Fittings- PVC Bends | PVC Bend 22.5 Degree 1" |  |  | nos
ML_HUPS0086 | Pipe Fittings- PVC Bends | PVC Bend 22.5 Degree 1-1/4" |  |  | nos
ML_HUPS0087 | Pipe Fittings- PVC Bends | PVC Bend 22.5 Degree 1-1/2" |  |  | nos
ML_HUPS0088 | Pipe Fittings- PVC Bends | PVC Bend 22.5 Degree 2" |  |  | nos
ML_HUPS0089 | Pipe Fittings- PVC Bends | PVC Bend 45 Degree 1" |  |  | nos
ML_HUPS0090 | Pipe Fittings- PVC Bends | PVC Bend 45 Degree 1-1/4" |  |  | nos
ML_HUPS0091 | Pipe Fittings- PVC Bends | PVC Bend 45 Degree 1-1/2" |  |  | nos
ML_HUPS0092 | Pipe Fittings- PVC Bends | PVC Bend 45 Degree 2" |  |  | nos
ML_HUPS0093 | Pipe Fittings- PVC Bends | PVC Bend 90 Degree 1" |  |  | nos
ML_HUPS0094 | Pipe Fittings- PVC Bends | PVC Bend 90 Degree 1-1/4" |  |  | nos
ML_HUPS0095 | Pipe Fittings- PVC Bends | PVC Bend 90 Degree 1-1/2" |  |  | nos
ML_HUPS0096 | Pipe Fittings- PVC Bends | PVC Bend 90 Degree 2" |  |  | nos
ML_HUPS0097 | Pipe Fittings- UPVC Bends | UPVC Bend 22.5 Degree 1" |  |  | nos
ML_HUPS0098 | Pipe Fittings- UPVC Bends | UPVC Bend 22.5 Degree 1-1/4" |  |  | nos
ML_HUPS0099 | Pipe Fittings- UPVC Bends | UPVC Bend 22.5 Degree 1-1/2" |  |  | nos
ML_HUPS0100 | Pipe Fittings- UPVC Bends | UPVC Bend 22.5 Degree 2" |  |  | nos
ML_HUPS0101 | Pipe Fittings- UPVC Bends | UPVC Bend 45 Degree 1" |  |  | nos
ML_HUPS0102 | Pipe Fittings- UPVC Bends | UPVC Bend 45 Degree 1-1/4" |  |  | nos
ML_HUPS0103 | Pipe Fittings- UPVC Bends | UPVC Bend 45 Degree 1-1/2" |  |  | nos
ML_HUPS0104 | Pipe Fittings- UPVC Bends | UPVC Bend 45 Degree 2" |  |  | nos
ML_HUPS0105 | Pipe Fittings- UPVC Bends | UPVC Bend 90 Degree 1" |  |  | nos
ML_HUPS0106 | Pipe Fittings- UPVC Bends | UPVC Bend 90 Degree 1-1/4" |  |  | nos
ML_HUPS0107 | Pipe Fittings- UPVC Bends | UPVC Bend 90 Degree 1-1/2" |  |  | nos
ML_HUPS0108 | Pipe Fittings- UPVC Bends | UPVC Bend 90 Degree 2" |  |  | nos
ML_HUPS0109 | Pipe Fittings- G.I Bends | G.I Bend 22.5 Degree 1" |  |  | nos
ML_HUPS0110 | Pipe Fittings- G.I Bends | G.I Bend 22.5 Degree 1-1/4" |  |  | nos
ML_HUPS0111 | Pipe Fittings- G.I Bends | G.I Bend 22.5 Degree 1-1/2" |  |  | nos
ML_HUPS0112 | Pipe Fittings- G.I Bends | G.I Bend 22.5 Degree 2" |  |  | nos
ML_HUPS0113 | Pipe Fittings- G.I Bends | G.I Bend 22.5 Degree 2-1/2" |  |  | nos
ML_HUPS0114 | Pipe Fittings- G.I Bends | G.I Bend 22.5 Degree 3" |  |  | nos
ML_HUPS0115 | Pipe Fittings- G.I Bends | G.I Bend 45 Degree 1" |  |  | nos
ML_HUPS0116 | Pipe Fittings- G.I Bends | G.I Bend 45 Degree 1-1/4" |  |  | nos
ML_HUPS0117 | Pipe Fittings- G.I Bends | G.I Bend 45 Degree 1-1/2" |  |  | nos
ML_HUPS0118 | Pipe Fittings- G.I Bends | G.I Bend 45 Degree 2" |  |  | nos
ML_HUPS0119 | Pipe Fittings- G.I Bends | G.I Bend 45 Degree 2-1/2" |  |  | nos
ML_HUPS0120 | Pipe Fittings- G.I Bends | G.I Bend 45 Degree 3" |  |  | nos
ML_HUPS0121 | Pipe Fittings- G.I Bends | G.I Bend 90 Degree 1" |  |  | nos
ML_HUPS0122 | Pipe Fittings- G.I Bends | G.I Bend 90 Degree 1-1/4" |  |  | nos
ML_HUPS0123 | Pipe Fittings- G.I Bends | G.I Bend 90 Degree 1-1/2" |  |  | nos
ML_HUPS0124 | Pipe Fittings- G.I Bends | G.I Bend 90 Degree 2" |  |  | nos
ML_HUPS0125 | Pipe Fittings- G.I Bends | G.I Bend 90 Degree 2-1/2" |  |  | nos
ML_HUPS0126 | Pipe Fittings- G.I Bends | G.I Bend 90 Degree 3" |  |  | nos
ML_HUPS0127 | Pipe Fittings- G.I Bends | G.I Bend 22.5 Degree 4" |  |  | nos
ML_HUPS0128 | Pipe Fittings- G.I Bends | G.I Bend 22.5 Degree 5" |  |  | nos
ML_HUPS0129 | Pipe Fittings- G.I Bends | G.I Bend 22.5 Degree 6" |  |  | nos
ML_HUPS0130 | Pipe Fittings- G.I Bends | G.I Bend 45 Degree 4" |  |  | nos
ML_HUPS0131 | Pipe Fittings- G.I Bends | G.I Bend 45 Degree 5" |  |  | nos
ML_HUPS0132 | Pipe Fittings- G.I Bends | G.I Bend 45 Degree 6" |  |  | nos
ML_HUPS0133 | Pipe Fittings- G.I Bends | G.I Bend 90 Degree 4" |  |  | nos
ML_HUPS0134 | Pipe Fittings- G.I Bends | G.I Bend 90 Degree 5" |  |  | nos
ML_HUPS0135 | Pipe Fittings- G.I Bends | G.I Bend 90 Degree 6" |  |  | nos
ML_HUPS0136 | Pipe Fittings- MS TEE | MS-Equal TEE -(1/2 X 1/2") |  |  | nos
ML_HUPS0137 | Pipe Fittings- MS TEE | MS-Equal TEE- (1X 1") |  |  | nos
ML_HUPS0138 | Pipe Fittings- MS TEE | MS-Equal TEE -(1-1/2 X 1-1/2") |  |  | nos
ML_HUPS0139 | Pipe Fittings- MS TEE | MS-Equal TEE- (2X 2") |  |  | nos
ML_HUPS0140 | Pipe Fittings- MS TEE | MS-Equal TEE-(2-1/2 X 2-1/2") |  |  | nos
ML_HUPS0141 | Pipe Fittings- MS TEE | MS-Equal TEE-(3 X 3") |  |  | nos
ML_HUPS0142 | Pipe Fittings- MS TEE | MS-Equal TEE-(3-1/2 X 3-1/2") |  |  | nos
ML_HUPS0143 | Pipe Fittings- MS TEE | MS-Equal TEE-(4X4") |  |  | nos
ML_HUPS0144 | Pipe Fittings- MS TEE | MS-Equal TEE-(4-1/2 X 4-1/2") |  |  | nos
ML_HUPS0145 | Pipe Fittings- MS TEE | MS-Equal TEE-(5X 5") |  |  | nos
ML_HUPS0146 | Pipe Fittings- MS TEE | MS-Equal TEE-(5-1/2 X 5-1/2") |  |  | nos
ML_HUPS0147 | Pipe Fittings- MS TEE | MS-Equal TEE -(6 X 6") |  |  | nos
ML_HUPS0148 | Pipe Fittings- MS TEE | MS-Unequal TEE -(1/2 X 3/8") |  |  | nos
ML_HUPS0149 | Pipe Fittings- MS TEE | MS-Unequal TEE- (1/2X 1/4") |  |  | nos
ML_HUPS0150 | Pipe Fittings- MS TEE | MS-Unequal TEE -(3/4 X 1/2") |  |  | nos
ML_HUPS0151 | Pipe Fittings- MS TEE | MS-Unequal TEE- (3/4X 3/8") |  |  | nos
ML_HUPS0152 | Pipe Fittings- MS TEE | MS-Unequal TEE-(1 X 3/4") |  |  | nos
ML_HUPS0153 | Pipe Fittings- MS TEE | MS-Unequal TEE-(1-1/4 X 1") |  |  | nos
ML_HUPS0154 | Pipe Fittings- MS TEE | MS-Unequal TEE-(1-1/2 X 1-1/4") |  |  | nos
ML_HUPS0155 | Pipe Fittings- MS TEE | MS-Unequal TEE-(2-1/2 X 1-1/4") |  |  | nos
ML_HUPS0156 | Pipe Fittings- MS TEE | MS-Unequal TEE-(2-1/2 X 1") |  |  | nos
ML_HUPS0157 | Pipe Fittings- MS TEE | MS-Unequal TEE-(3X 1") |  |  | nos
ML_HUPS0158 | Pipe Fittings- MS TEE | MS-Unequal TEE-(3X 2") |  |  | nos
ML_HUPS0159 | Pipe Fittings- MS TEE | MS-Unequal TEE -(4 X 3") |  |  | nos
ML_HUPS0160 | Pipe Fittings- MS TEE | MS-Unequal TEE -(4 X 2") |  |  | nos
ML_HUPS0161 | Pipe Fittings- MS TEE | MS-Unequal TEE -(4 X 1") |  |  | nos
ML_HUPS0162 | Pipe Fittings- CPVC TEE | CPVC-Equal TEE -(1/2 X 1/2") |  |  | nos
ML_HUPS0163 | Pipe Fittings- CPVC TEE | CPVC-Equal TEE- (1X 1") |  |  | nos
ML_HUPS0164 | Pipe Fittings- CPVC TEE | CPVC-Equal TEE -(1-1/2 X 1-1/2") |  |  | nos
ML_HUPS0165 | Pipe Fittings- CPVC TEE | CPVC-Equal TEE- (2X 2") |  |  | nos
ML_HUPS0166 | Pipe Fittings- CPVC TEE | CPVC-Equal TEE-(2-1/2 X 2-1/2") |  |  | nos
ML_HUPS0167 | Pipe Fittings- CPVC TEE | CPVC-Equal TEE-(3 X 3") |  |  | nos
ML_HUPS0168 | Pipe Fittings- CPVC TEE | CPVC-Equal TEE-(3-1/2 X 3-1/2") |  |  | nos
ML_HUPS0169 | Pipe Fittings- CPVC TEE | CPVC-Equal TEE-(4X4") |  |  | nos
ML_HUPS0170 | Pipe Fittings- CPVC TEE | CPVC-Equal TEE-(4-1/2 X 4-1/2") |  |  | nos
ML_HUPS0171 | Pipe Fittings- CPVC TEE | CPVC-Equal TEE-(5X 5") |  |  | nos
ML_HUPS0172 | Pipe Fittings- CPVC TEE | CPVC-Equal TEE-(5-1/2 X 5-1/2") |  |  | nos
ML_HUPS0173 | Pipe Fittings- CPVC TEE | CPVC-Equal TEE -(6 X 6") |  |  | nos
ML_HUPS0174 | Pipe Fittings- CPVC TEE | CPVC-Unequal TEE -(1/2 X 3/8") |  |  | nos
ML_HUPS0175 | Pipe Fittings- CPVC TEE | CPVC-Unequal TEE- (1/2X 1/4") |  |  | nos
ML_HUPS0176 | Pipe Fittings- CPVC TEE | CPVC-Unequal TEE -(3/4 X 1/2") |  |  | nos
ML_HUPS0177 | Pipe Fittings- CPVC TEE | CPVC-Unequal TEE- (3/4X 3/8") |  |  | nos
ML_HUPS0178 | Pipe Fittings- CPVC TEE | CPVC-Unequal TEE-(1 X 3/4") |  |  | nos
ML_HUPS0179 | Pipe Fittings- CPVC TEE | CPVC-Unequal TEE-(1-1/4 X 1") |  |  | nos
ML_HUPS0180 | Pipe Fittings- CPVC TEE | CPVC-Unequal TEE-(1-1/2 X 1-1/4") |  |  | nos
ML_HUPS0181 | Pipe Fittings- CPVC TEE | CPVC-Unequal TEE-(2-1/2 X 1-1/4") |  |  | nos
ML_HUPS0182 | Pipe Fittings- CPVC TEE | CPVC-Unequal TEE-(2-1/2 X 1") |  |  | nos
ML_HUPS0183 | Pipe Fittings- CPVC TEE | CPVC-Unequal TEE-(3X 1") |  |  | nos
ML_HUPS0184 | Pipe Fittings- CPVC TEE | CPVC-Unequal TEE-(3X 2") |  |  | nos
ML_HUPS0185 | Pipe Fittings- CPVC TEE | CPVC-Unequal TEE -(4 X 3") |  |  | nos
ML_HUPS0186 | Pipe Fittings- CPVC TEE | CPVC-Unequal TEE -(4 X 2") |  |  | nos
ML_HUPS0187 | Pipe Fittings- CPVC TEE | CPVC-Unequal TEE -(4 X 1") |  |  | nos
ML_HUPS0188 | Pipe Fittings- PVC TEE | PVC-Equal TEE -(1/2 X 1/2") |  |  | nos
ML_HUPS0189 | Pipe Fittings- PVC TEE | PVC-Equal TEE- (1X 1") |  |  | nos
ML_HUPS0190 | Pipe Fittings- PVC TEE | PVC-Equal TEE -(1-1/2 X 1-1/2") |  |  | nos
ML_HUPS0191 | Pipe Fittings- PVC TEE | PVC-Equal TEE- (2X 2") |  |  | nos
ML_HUPS0192 | Pipe Fittings- PVC TEE | PVC-Equal TEE-(2-1/2 X 2-1/2") |  |  | nos
ML_HUPS0193 | Pipe Fittings- PVC TEE | PVC-Equal TEE-(3 X 3") |  |  | nos
ML_HUPS0194 | Pipe Fittings- PVC TEE | PVC-Equal TEE-(3-1/2 X 3-1/2") |  |  | nos
ML_HUPS0195 | Pipe Fittings- PVC TEE | PVC-Equal TEE-(4X4") |  |  | nos
ML_HUPS0196 | Pipe Fittings- PVC TEE | PVC-Equal TEE-(4-1/2 X 4-1/2") |  |  | nos
ML_HUPS0197 | Pipe Fittings- PVC TEE | PVC-Equal TEE-(5X 5") |  |  | nos
ML_HUPS0198 | Pipe Fittings- PVC TEE | PVC-Equal TEE-(5-1/2 X 5-1/2") |  |  | nos
ML_HUPS0199 | Pipe Fittings- PVC TEE | PVC-Equal TEE -(6 X 6") |  |  | nos
ML_HUPS0200 | Pipe Fittings- PVC TEE | PVC-Unequal TEE -(1/2 X 3/8") |  |  | nos
ML_HUPS0201 | Pipe Fittings- PVC TEE | PVC-Unequal TEE- (1/2X 1/4") |  |  | nos
ML_HUPS0202 | Pipe Fittings- PVC TEE | PVC-Unequal TEE -(3/4 X 1/2") |  |  | nos
ML_HUPS0203 | Pipe Fittings- PVC TEE | PVC-Unequal TEE- (3/4X 3/8") |  |  | nos
ML_HUPS0204 | Pipe Fittings- PVC TEE | PVC-Unequal TEE-(1 X 3/4") |  |  | nos
ML_HUPS0205 | Pipe Fittings- PVC TEE | PVC-Unequal TEE-(1-1/4 X 1") |  |  | nos
ML_HUPS0206 | Pipe Fittings- PVC TEE | PVC-Unequal TEE-(1-1/2 X 1-1/4") |  |  | nos
ML_HUPS0207 | Pipe Fittings- PVC TEE | PVC-Unequal TEE-(2-1/2 X 1-1/4") |  |  | nos
ML_HUPS0208 | Pipe Fittings- PVC TEE | PVC-Unequal TEE-(2-1/2 X 1") |  |  | nos
ML_HUPS0209 | Pipe Fittings- PVC TEE | PVC-Unequal TEE-(3X 1") |  |  | nos
ML_HUPS0210 | Pipe Fittings- PVC TEE | PVC-Unequal TEE-(3X 2") |  |  | nos
ML_HUPS0211 | Pipe Fittings- PVC TEE | PVC-Unequal TEE -(4 X 3") |  |  | nos
ML_HUPS0212 | Pipe Fittings- PVC TEE | PVC-Unequal TEE -(4 X 2") |  |  | nos
ML_HUPS0213 | Pipe Fittings- PVC TEE | PVC-Unequal TEE -(4 X 1") |  |  | nos
ML_HUPS0214 | Pipe Fittings- UPVC TEE | UPVC-Equal TEE -(1/2 X 1/2") |  |  | nos
ML_HUPS0215 | Pipe Fittings- UPVC TEE | UPVC-Equal TEE- (1X 1") |  |  | nos
ML_HUPS0216 | Pipe Fittings- UPVC TEE | UPVC-Equal TEE -(1-1/2 X 1-1/2") |  |  | nos
ML_HUPS0217 | Pipe Fittings- UPVC TEE | UPVC-Equal TEE- (2X 2") |  |  | nos
ML_HUPS0218 | Pipe Fittings- UPVC TEE | UPVC-Equal TEE-(2-1/2 X 2-1/2") |  |  | nos
ML_HUPS0219 | Pipe Fittings- UPVC TEE | UPVC-Equal TEE-(3 X 3") |  |  | nos
ML_HUPS0220 | Pipe Fittings- UPVC TEE | UPVC-Equal TEE-(3-1/2 X 3-1/2") |  |  | nos
ML_HUPS0221 | Pipe Fittings- UPVC TEE | UPVC-Equal TEE-(4X4") |  |  | nos
ML_HUPS0222 | Pipe Fittings- UPVC TEE | UPVC-Equal TEE-(4-1/2 X 4-1/2") |  |  | nos
ML_HUPS0223 | Pipe Fittings- UPVC TEE | UPVC-Equal TEE-(5X 5") |  |  | nos
ML_HUPS0224 | Pipe Fittings- UPVC TEE | UPVC-Equal TEE-(5-1/2 X 5-1/2") |  |  | nos
ML_HUPS0225 | Pipe Fittings- UPVC TEE | UPVC-Equal TEE -(6 X 6") |  |  | nos
ML_HUPS0226 | Pipe Fittings- UPVC TEE | UPVC-Unequal TEE -(1/2 X 3/8") |  |  | nos
ML_HUPS0227 | Pipe Fittings- UPVC TEE | UPVC-Unequal TEE- (1/2X 1/4") |  |  | nos
ML_HUPS0228 | Pipe Fittings- UPVC TEE | UPVC-Unequal TEE -(3/4 X 1/2") |  |  | nos
ML_HUPS0229 | Pipe Fittings- UPVC TEE | UPVC-Unequal TEE- (3/4X 3/8") |  |  | nos
ML_HUPS0230 | Pipe Fittings- UPVC TEE | UPVC-Unequal TEE-(1 X 3/4") |  |  | nos
ML_HUPS0231 | Pipe Fittings- UPVC TEE | UPVC-Unequal TEE-(1-1/4 X 1") |  |  | nos
ML_HUPS0232 | Pipe Fittings- UPVC TEE | UPVC-Unequal TEE-(1-1/2 X 1-1/4") |  |  | nos
ML_HUPS0233 | Pipe Fittings- UPVC TEE | UPVC-Unequal TEE-(2-1/2 X 1-1/4") |  |  | nos
ML_HUPS0234 | Pipe Fittings- UPVC TEE | UPVC-Unequal TEE-(2-1/2 X 1") |  |  | nos
ML_HUPS0235 | Pipe Fittings- UPVC TEE | UPVC-Unequal TEE-(3X 1") |  |  | nos
ML_HUPS0236 | Pipe Fittings- UPVC TEE | UPVC-Unequal TEE-(3X 2") |  |  | nos
ML_HUPS0237 | Pipe Fittings- UPVC TEE | UPVC-Unequal TEE -(4 X 3") |  |  | nos
ML_HUPS0238 | Pipe Fittings- UPVC TEE | UPVC-Unequal TEE -(4 X 2") |  |  | nos
ML_HUPS0239 | Pipe Fittings- UPVC TEE | UPVC-Unequal TEE -(4 X 1") |  |  | nos
ML_HUPS0240 | Pipe Fittings- GI TEE | G.I-Equal TEE -(1/2 X 1/2") |  |  | nos
ML_HUPS0241 | Pipe Fittings- GI TEE | G.I-Equal TEE- (1X 1") |  |  | nos
ML_HUPS0242 | Pipe Fittings- GI TEE | G.I-Equal TEE -(1-1/2 X 1-1/2") |  |  | nos
ML_HUPS0243 | Pipe Fittings- GI TEE | G.I-Equal TEE- (2X 2") |  |  | nos
ML_HUPS0244 | Pipe Fittings- GI TEE | G.I-Equal TEE-(2-1/2 X 2-1/2") |  |  | nos
ML_HUPS0245 | Pipe Fittings- GI TEE | G.I-Equal TEE-(3 X 3") |  |  | nos
ML_HUPS0246 | Pipe Fittings- GI TEE | G.I-Equal TEE-(3-1/2 X 3-1/2") |  |  | nos
ML_HUPS0247 | Pipe Fittings- GI TEE | G.I-Equal TEE-(4X4") |  |  | nos
ML_HUPS0248 | Pipe Fittings- GI TEE | G.I-Equal TEE-(4-1/2 X 4-1/2") |  |  | nos
ML_HUPS0249 | Pipe Fittings- GI TEE | G.I-Equal TEE-(5X 5") |  |  | nos
ML_HUPS0250 | Pipe Fittings- GI TEE | G.I-Equal TEE-(5-1/2 X 5-1/2") |  |  | nos
ML_HUPS0251 | Pipe Fittings- GI TEE | G.I-Equal TEE -(6 X 6") |  |  | nos
ML_HUPS0252 | Pipe Fittings- GI TEE | G.I-Unequal TEE -(1/2 X 3/8") |  |  | nos
ML_HUPS0253 | Pipe Fittings- GI TEE | G.I-Unequal TEE- (1/2X 1/4") |  |  | nos
ML_HUPS0254 | Pipe Fittings- GI TEE | G.I-Unequal TEE -(3/4 X 1/2") |  |  | nos
ML_HUPS0255 | Pipe Fittings- GI TEE | G.I-Unequal TEE- (3/4X 3/8") |  |  | nos
ML_HUPS0256 | Pipe Fittings- GI TEE | G.I-Unequal TEE-(1 X 3/4") |  |  | nos
ML_HUPS0257 | Pipe Fittings- GI TEE | G.I-Unequal TEE-(1-1/4 X 1") |  |  | nos
ML_HUPS0258 | Pipe Fittings- GI TEE | G.I-Unequal TEE-(1-1/2 X 1-1/4") |  |  | nos
ML_HUPS0259 | Pipe Fittings- GI TEE | G.I-Unequal TEE-(2-1/2 X 1-1/4") |  |  | nos
ML_HUPS0260 | Pipe Fittings- GI TEE | G.I-Unequal TEE-(2-1/2 X 1") |  |  | nos
ML_HUPS0261 | Pipe Fittings- GI TEE | G.I-Unequal TEE-(3X 1") |  |  | nos
ML_HUPS0262 | Pipe Fittings- GI TEE | G.I-Unequal TEE-(3X 2") |  |  | nos
ML_HUPS0263 | Pipe Fittings- GI TEE | G.I-Unequal TEE -(4 X 3") |  |  | nos
ML_HUPS0264 | Pipe Fittings- GI TEE | G.I-Unequal TEE -(4 X 2") |  |  | nos
ML_HUPS0265 | Pipe Fittings- GI TEE | G.I-Unequal TEE -(4 X 1") |  |  | nos
ML_HUPS0266 | Pipe Fittings- MS Cross | MS-Equal Cross -(1/2 X 1/2") |  |  | nos
ML_HUPS0267 | Pipe Fittings- MS Cross | MS-Equal Cross- (1X 1") |  |  | nos
ML_HUPS0268 | Pipe Fittings- MS Cross | MS-Equal Cross -(1-1/2 X 1-1/2") |  |  | nos
ML_HUPS0269 | Pipe Fittings- MS Cross | MS-Equal Cross- (2X 2") |  |  | nos
ML_HUPS0270 | Pipe Fittings- MS Cross | MS-Equal Cross-(2-1/2 X 2-1/2") |  |  | nos
ML_HUPS0271 | Pipe Fittings- MS Cross | MS-Equal Cross-(3 X 3") |  |  | nos
ML_HUPS0272 | Pipe Fittings- MS Cross | MS-Equal Cross-(3-1/2 X 3-1/2") |  |  | nos
ML_HUPS0273 | Pipe Fittings- MS Cross | MS-Equal Cross-(4X4") |  |  | nos
ML_HUPS0274 | Pipe Fittings- MS Cross | MS-Equal Cross-(4-1/2 X 4-1/2") |  |  | nos
ML_HUPS0275 | Pipe Fittings- MS Cross | MS-Equal Cross-(5X 5") |  |  | nos
ML_HUPS0276 | Pipe Fittings- MS Cross | MS-Equal Cross-(5-1/2 X 5-1/2") |  |  | nos
ML_HUPS0277 | Pipe Fittings- MS Cross | MS-Equal Cross -(6 X 6") |  |  | nos
ML_HUPS0278 | Pipe Fittings- MS Cross | MS-Unequal Cross -(1/2 X 3/8") |  |  | nos
ML_HUPS0279 | Pipe Fittings- MS Cross | MS-Unequal Cross- (1/2X 1/4") |  |  | nos
ML_HUPS0280 | Pipe Fittings- MS Cross | MS-Unequal Cross -(3/4 X 1/2") |  |  | nos
ML_HUPS0281 | Pipe Fittings- MS Cross | MS-Unequal Cross- (3/4X 3/8") |  |  | nos
ML_HUPS0282 | Pipe Fittings- MS Cross | MS-Unequal Cross-(1 X 3/4") |  |  | nos
ML_HUPS0283 | Pipe Fittings- MS Cross | MS-Unequal Cross-(1-1/4 X 1") |  |  | nos
ML_HUPS0284 | Pipe Fittings- MS Cross | MS-Unequal Cross-(1-1/2 X 1-1/4") |  |  | nos
ML_HUPS0285 | Pipe Fittings- MS Cross | MS-Unequal Cross-(2-1/2 X 1-1/4") |  |  | nos
ML_HUPS0286 | Pipe Fittings- MS Cross | MS-Unequal Cross-(2-1/2 X 1") |  |  | nos
ML_HUPS0287 | Pipe Fittings- MS Cross | MS-Unequal Cross-(3X 1") |  |  | nos
ML_HUPS0288 | Pipe Fittings- MS Cross | MS-Unequal Cross-(3X 2") |  |  | nos
ML_HUPS0289 | Pipe Fittings- MS Cross | MS-Unequal Cross -(4 X 3") |  |  | nos
ML_HUPS0290 | Pipe Fittings- MS Cross | MS-Unequal Cross -(4 X 2") |  |  | nos
ML_HUPS0291 | Pipe Fittings- MS Cross | MS-Unequal Cross -(4 X 1") |  |  | nos
ML_HUPS0292 | Pipe Fittings- CPVC Cross | CPVC-Equal Cross -(1/2 X 1/2") |  |  | nos
ML_HUPS0293 | Pipe Fittings- CPVC Cross | CPVC-Equal Cross- (1X 1") |  |  | nos
ML_HUPS0294 | Pipe Fittings- CPVC Cross | CPVC-Equal Cross -(1-1/2 X 1-1/2") |  |  | nos
ML_HUPS0295 | Pipe Fittings- CPVC Cross | CPVC-Equal Cross- (2X 2") |  |  | nos
ML_HUPS0296 | Pipe Fittings- CPVC Cross | CPVC-Equal Cross-(2-1/2 X 2-1/2") |  |  | nos
ML_HUPS0297 | Pipe Fittings- CPVC Cross | CPVC-Equal Cross-(3 X 3") |  |  | nos
ML_HUPS0298 | Pipe Fittings- CPVC Cross | CPVC-Equal Cross-(3-1/2 X 3-1/2") |  |  | nos
ML_HUPS0299 | Pipe Fittings- CPVC Cross | CPVC-Equal Cross-(4X4") |  |  | nos
ML_HUPS0300 | Pipe Fittings- CPVC Cross | CPVC-Equal Cross-(4-1/2 X 4-1/2") |  |  | nos
ML_HUPS0301 | Pipe Fittings- CPVC Cross | CPVC-Equal Cross-(5X 5") |  |  | nos
ML_HUPS0302 | Pipe Fittings- CPVC Cross | CPVC-Equal Cross-(5-1/2 X 5-1/2") |  |  | nos
ML_HUPS0303 | Pipe Fittings- CPVC Cross | CPVC-Equal Cross -(6 X 6") |  |  | nos
ML_HUPS0304 | Pipe Fittings- CPVC Cross | CPVC-Unequal Cross -(1/2 X 3/8") |  |  | nos
ML_HUPS0305 | Pipe Fittings- CPVC Cross | CPVC-Unequal Cross- (1/2X 1/4") |  |  | nos
ML_HUPS0306 | Pipe Fittings- CPVC Cross | CPVC-Unequal Cross -(3/4 X 1/2") |  |  | nos
ML_HUPS0307 | Pipe Fittings- CPVC Cross | CPVC-Unequal Cross- (3/4X 3/8") |  |  | nos
ML_HUPS0308 | Pipe Fittings- CPVC Cross | CPVC-Unequal Cross-(1 X 3/4") |  |  | nos
ML_HUPS0309 | Pipe Fittings- CPVC Cross | CPVC-Unequal Cross-(1-1/4 X 1") |  |  | nos
ML_HUPS0310 | Pipe Fittings- CPVC Cross | CPVC-Unequal Cross-(1-1/2 X 1-1/4") |  |  | nos
ML_HUPS0311 | Pipe Fittings- CPVC Cross | CPVC-Unequal Cross-(2-1/2 X 1-1/4") |  |  | nos
ML_HUPS0312 | Pipe Fittings- CPVC Cross | CPVC-Unequal Cross-(2-1/2 X 1") |  |  | nos
ML_HUPS0313 | Pipe Fittings- CPVC Cross | CPVC-Unequal Cross-(3X 1") |  |  | nos
ML_HUPS0314 | Pipe Fittings- CPVC Cross | CPVC-Unequal Cross-(3X 2") |  |  | nos
ML_HUPS0315 | Pipe Fittings- CPVC Cross | CPVC-Unequal Cross -(4 X 3") |  |  | nos
ML_HUPS0316 | Pipe Fittings- CPVC Cross | CPVC-Unequal Cross -(4 X 2") |  |  | nos
ML_HUPS0317 | Pipe Fittings- CPVC Cross | CPVC-Unequal Cross -(4 X 1") |  |  | nos
ML_HUPS0318 | Pipe Fittings- PVC Cross | PVC-Equal Cross -(1/2 X 1/2") |  |  | nos
ML_HUPS0319 | Pipe Fittings- PVC Cross | PVC-Equal Cross- (1X 1") |  |  | nos
ML_HUPS0320 | Pipe Fittings- PVC Cross | PVC-Equal Cross -(1-1/2 X 1-1/2") |  |  | nos
ML_HUPS0321 | Pipe Fittings- PVC Cross | PVC-Equal Cross- (2X 2") |  |  | nos
ML_HUPS0322 | Pipe Fittings- PVC Cross | PVC-Equal Cross-(2-1/2 X 2-1/2") |  |  | nos
ML_HUPS0323 | Pipe Fittings- PVC Cross | PVC-Equal Cross-(3 X 3") |  |  | nos
ML_HUPS0324 | Pipe Fittings- PVC Cross | PVC-Equal Cross-(3-1/2 X 3-1/2") |  |  | nos
ML_HUPS0325 | Pipe Fittings- PVC Cross | PVC-Equal Cross-(4X4") |  |  | nos
ML_HUPS0326 | Pipe Fittings- PVC Cross | PVC-Equal Cross-(4-1/2 X 4-1/2") |  |  | nos
ML_HUPS0327 | Pipe Fittings- PVC Cross | PVC-Equal Cross-(5X 5") |  |  | nos
ML_HUPS0328 | Pipe Fittings- PVC Cross | PVC-Equal Cross-(5-1/2 X 5-1/2") |  |  | nos
ML_HUPS0329 | Pipe Fittings- PVC Cross | PVC-Equal Cross -(6 X 6") |  |  | nos
ML_HUPS0330 | Pipe Fittings- PVC Cross | PVC-Unequal Cross -(1/2 X 3/8") |  |  | nos
ML_HUPS0331 | Pipe Fittings- PVC Cross | PVC-Unequal Cross- (1/2X 1/4") |  |  | nos
ML_HUPS0332 | Pipe Fittings- PVC Cross | PVC-Unequal Cross -(3/4 X 1/2") |  |  | nos
ML_HUPS0333 | Pipe Fittings- PVC Cross | PVC-Unequal Cross- (3/4X 3/8") |  |  | nos
ML_HUPS0334 | Pipe Fittings- PVC Cross | PVC-Unequal Cross-(1 X 3/4") |  |  | nos
ML_HUPS0335 | Pipe Fittings- PVC Cross | PVC-Unequal Cross-(1-1/4 X 1") |  |  | nos
ML_HUPS0336 | Pipe Fittings- PVC Cross | PVC-Unequal Cross-(1-1/2 X 1-1/4") |  |  | nos
ML_HUPS0337 | Pipe Fittings- PVC Cross | PVC-Unequal Cross-(2-1/2 X 1-1/4") |  |  | nos
ML_HUPS0338 | Pipe Fittings- PVC Cross | PVC-Unequal Cross-(2-1/2 X 1") |  |  | nos
ML_HUPS0339 | Pipe Fittings- PVC Cross | PVC-Unequal Cross-(3X 1") |  |  | nos
ML_HUPS0340 | Pipe Fittings- PVC Cross | PVC-Unequal Cross-(3X 2") |  |  | nos
ML_HUPS0341 | Pipe Fittings- PVC Cross | PVC-Unequal Cross -(4 X 3") |  |  | nos
ML_HUPS0342 | Pipe Fittings- PVC Cross | PVC-Unequal Cross -(4 X 2") |  |  | nos
ML_HUPS0343 | Pipe Fittings- PVC Cross | PVC-Unequal Cross -(4 X 1") |  |  | nos
ML_HUPS0344 | Pipe Fittings- UPVC Cross | UPVC-Equal Cross -(1/2 X 1/2") |  |  | nos
ML_HUPS0345 | Pipe Fittings- UPVC Cross | UPVC-Equal Cross- (1X 1") |  |  | nos
ML_HUPS0346 | Pipe Fittings- UPVC Cross | UPVC-Equal Cross -(1-1/2 X 1-1/2") |  |  | nos
ML_HUPS0347 | Pipe Fittings- UPVC Cross | UPVC-Equal Cross- (2X 2") |  |  | nos
ML_HUPS0348 | Pipe Fittings- UPVC Cross | UPVC-Equal Cross-(2-1/2 X 2-1/2") |  |  | nos
ML_HUPS0349 | Pipe Fittings- UPVC Cross | UPVC-Equal Cross-(3 X 3") |  |  | nos
ML_HUPS0350 | Pipe Fittings- UPVC Cross | UPVC-Equal Cross-(3-1/2 X 3-1/2") |  |  | nos
ML_HUPS0351 | Pipe Fittings- UPVC Cross | UPVC-Equal Cross-(4X4") |  |  | nos
ML_HUPS0352 | Pipe Fittings- UPVC Cross | UPVC-Equal Cross-(4-1/2 X 4-1/2") |  |  | nos
ML_HUPS0353 | Pipe Fittings- UPVC Cross | UPVC-Equal Cross-(5X 5") |  |  | nos
ML_HUPS0354 | Pipe Fittings- UPVC Cross | UPVC-Equal Cross-(5-1/2 X 5-1/2") |  |  | nos
ML_HUPS0355 | Pipe Fittings- UPVC Cross | UPVC-Equal Cross -(6 X 6") |  |  | nos
ML_HUPS0356 | Pipe Fittings- UPVC Cross | UPVC-Unequal Cross -(1/2 X 3/8") |  |  | nos
ML_HUPS0357 | Pipe Fittings- UPVC Cross | UPVC-Unequal Cross- (1/2X 1/4") |  |  | nos
ML_HUPS0358 | Pipe Fittings- UPVC Cross | UPVC-Unequal Cross -(3/4 X 1/2") |  |  | nos
ML_HUPS0359 | Pipe Fittings- UPVC Cross | UPVC-Unequal Cross- (3/4X 3/8") |  |  | nos
ML_HUPS0360 | Pipe Fittings- UPVC Cross | UPVC-Unequal Cross-(1 X 3/4") |  |  | nos
ML_HUPS0361 | Pipe Fittings- UPVC Cross | UPVC-Unequal Cross-(1-1/4 X 1") |  |  | nos
ML_HUPS0362 | Pipe Fittings- UPVC Cross | UPVC-Unequal Cross-(1-1/2 X 1-1/4") |  |  | nos
ML_HUPS0363 | Pipe Fittings- UPVC Cross | UPVC-Unequal Cross-(2-1/2 X 1-1/4") |  |  | nos
ML_HUPS0364 | Pipe Fittings- UPVC Cross | UPVC-Unequal Cross-(2-1/2 X 1") |  |  | nos
ML_HUPS0365 | Pipe Fittings- UPVC Cross | UPVC-Unequal Cross-(3X 1") |  |  | nos
ML_HUPS0366 | Pipe Fittings- UPVC Cross | UPVC-Unequal Cross-(3X 2") |  |  | nos
ML_HUPS0367 | Pipe Fittings- UPVC Cross | UPVC-Unequal Cross -(4 X 3") |  |  | nos
ML_HUPS0368 | Pipe Fittings- UPVC Cross | UPVC-Unequal Cross -(4 X 2") |  |  | nos
ML_HUPS0369 | Pipe Fittings- UPVC Cross | UPVC-Unequal Cross -(4 X 1") |  |  | nos
ML_HUPS0370 | Pipe Fittings- G.I Cross | G.I-Equal Cross -(1/2 X 1/2") |  |  | nos
ML_HUPS0371 | Pipe Fittings- G.I Cross | G.I-Equal Cross- (1X 1") |  |  | nos
ML_HUPS0372 | Pipe Fittings- G.I Cross | G.I-Equal Cross -(1-1/2 X 1-1/2") |  |  | nos
ML_HUPS0373 | Pipe Fittings- G.I Cross | G.I-Equal Cross- (2X 2") |  |  | nos
ML_HUPS0374 | Pipe Fittings- G.I Cross | G.I-Equal Cross-(2-1/2 X 2-1/2") |  |  | nos
ML_HUPS0375 | Pipe Fittings- G.I Cross | G.I-Equal Cross-(3 X 3") |  |  | nos
ML_HUPS0376 | Pipe Fittings- G.I Cross | G.I-Equal Cross-(3-1/2 X 3-1/2") |  |  | nos
ML_HUPS0377 | Pipe Fittings- G.I Cross | G.I-Equal Cross-(4X4") |  |  | nos
ML_HUPS0378 | Pipe Fittings- G.I Cross | G.I-Equal Cross-(4-1/2 X 4-1/2") |  |  | nos
ML_HUPS0379 | Pipe Fittings- G.I Cross | G.I-Equal Cross-(5X 5") |  |  | nos
ML_HUPS0380 | Pipe Fittings- G.I Cross | G.I-Equal Cross-(5-1/2 X 5-1/2") |  |  | nos
ML_HUPS0381 | Pipe Fittings- G.I Cross | G.I-Equal Cross -(6 X 6") |  |  | nos
ML_HUPS0382 | Pipe Fittings- G.I Cross | G.I-Unequal Cross -(1/2 X 3/8") |  |  | nos
ML_HUPS0383 | Pipe Fittings- G.I Cross | G.I-Unequal Cross- (1/2X 1/4") |  |  | nos
ML_HUPS0384 | Pipe Fittings- G.I Cross | G.I-Unequal Cross -(3/4 X 1/2") |  |  | nos
ML_HUPS0385 | Pipe Fittings- G.I Cross | G.I-Unequal Cross- (3/4X 3/8") |  |  | nos
ML_HUPS0386 | Pipe Fittings- G.I Cross | G.I-Unequal Cross-(1 X 3/4") |  |  | nos
ML_HUPS0387 | Pipe Fittings- G.I Cross | G.I-Unequal Cross-(1-1/4 X 1") |  |  | nos
ML_HUPS0388 | Pipe Fittings- G.I Cross | G.I-Unequal Cross-(1-1/2 X 1-1/4") |  |  | nos
ML_HUPS0389 | Pipe Fittings- G.I Cross | G.I-Unequal Cross-(2-1/2 X 1-1/4") |  |  | nos
ML_HUPS0390 | Pipe Fittings- G.I Cross | G.I-Unequal Cross-(2-1/2 X 1") |  |  | nos
ML_HUPS0391 | Pipe Fittings- G.I Cross | G.I-Unequal Cross-(3X 1") |  |  | nos
ML_HUPS0392 | Pipe Fittings- G.I Cross | G.I-Unequal Cross-(3X 2") |  |  | nos
ML_HUPS0393 | Pipe Fittings- G.I Cross | G.I-Unequal Cross -(4 X 3") |  |  | nos
ML_HUPS0394 | Pipe Fittings- G.I Cross | G.I-Unequal Cross -(4 X 2") |  |  | nos
ML_HUPS0395 | Pipe Fittings- G.I Cross | G.I-Unequal Cross -(4 X 1") |  |  | nos
ML_HUPS0396 | Pipe Fittings- Plug | Plug-1/2" |  |  | nos
ML_HUPS0397 | Pipe Fittings- Plug | Plug-3/4" |  |  | nos
ML_HUPS0398 | Pipe Fittings- Plug | Plug-1" |  |  | nos
ML_HUPS0399 | Pipe Fittings- Plug | Plug-1-1/4" |  |  | nos
ML_HUPS0400 | Pipe Fittings- Plug | Plug-1-1/2" |  |  | nos
ML_HUPS0401 | Pipe Fittings- Plug | Plug-2" |  |  | nos
ML_HUPS0402 | Pipe Fittings- Plug | Plug-2-1/2" |  |  | nos
ML_HUPS0403 | Pipe Fittings- Plug | Plug-3" |  |  | nos
ML_HUPS0404 | Pipe Fittings- Plug | Plug-4" |  |  | nos
ML_HUPS0405 | Pipe Fittings- Plug | Plug-5" |  |  | nos
ML_HUPS0406 | Pipe Fittings- Plug | Plug-6" |  |  | nos
ML_HUPS0407 | Pipe Fittings- Plug | Plug-10" |  |  | nos
ML_HUPS0408 | Pipe Fittings- Plug | Plug-12" |  |  | nos
ML_HUPS0409 | Pipe Fittings- Plug | Plug-14" |  |  | nos
ML_HUPS0410 | Pipe Fittings- Plug | Plug-16" |  |  | nos
ML_HUPS0411 | Pipe Fittings- Plug | Plug-18" |  |  | nos
ML_HUPS0412 | Pipe Fittings- Plug | Plug-20" |  |  | nos
ML_HUPS0413 | Pipe Fittings- Plug | Plug-22" |  |  | nos
ML_HUPS0414 | Pipe Fittings- Plug | Plug-24" |  |  | nos
ML_HUPS0415 | Pipe Fittings- Plug | Plug-26" |  |  | nos
ML_HUPS0416 | Pipe Fittings- Reducer | Concentric Reducer-(3/4 x 1/2") |  |  | nos
ML_HUPS0417 | Pipe Fittings- Reducer | Concentric Reducer-(3/4 x 3/8") |  |  | nos
ML_HUPS0418 | Pipe Fittings- Reducer | Concentric Reducer-(1 x 3/4") |  |  | nos
ML_HUPS0419 | Pipe Fittings- Reducer | Concentric Reducer-(1 x 1/2") |  |  | nos
ML_HUPS0420 | Pipe Fittings- Reducer | Concentric Reducer-(1-(1/4 x 1") |  |  | nos
ML_HUPS0421 | Pipe Fittings- Reducer | Concentric Reducer-(1-(1/4 x 1/2") |  |  | nos
ML_HUPS0422 | Pipe Fittings- Reducer | Concentric Reducer-(1-(1/2 x 1/2") |  |  | nos
ML_HUPS0423 | Pipe Fittings- Reducer | Concentric Reducer-(2 x 1-(1/2") |  |  | nos
ML_HUPS0424 | Pipe Fittings- Reducer | Concentric Reducer-(2 x 1-(1/4") |  |  | nos
ML_HUPS0425 | Pipe Fittings- Reducer | Concentric Reducer-(2 x 1") |  |  | nos
ML_HUPS0426 | Pipe Fittings- Reducer | Concentric Reducer-(2 x 3/4") |  |  | nos
ML_HUPS0427 | Pipe Fittings- Reducer | Concentric Reducer-(2-(1/2 x 1") |  |  | nos
ML_HUPS0428 | Pipe Fittings- Reducer | Concentric Reducer-(2-(1/2 x 2") |  |  | nos
ML_HUPS0429 | Pipe Fittings- Reducer | Concentric Reducer-(2-(1/2 x 1-(1/2") |  |  | nos
ML_HUPS0430 | Pipe Fittings- Reducer | Concentric Reducer-(3 x 2-(1/2") |  |  | nos
ML_HUPS0431 | Pipe Fittings- Reducer | Concentric Reducer-(3 x 2") |  |  | nos
ML_HUPS0432 | Pipe Fittings- Reducer | Eccentric Reducer-(3/4 x 1/2") |  |  | nos
ML_HUPS0433 | Pipe Fittings- Reducer | Eccentric Reducer-(3/4 x 3/8") |  |  | nos
ML_HUPS0434 | Pipe Fittings- Reducer | Eccentric Reducer-(1 x 3/4") |  |  | nos
ML_HUPS0435 | Pipe Fittings- Reducer | Eccentric Reducer-(1 x 1/2") |  |  | nos
ML_HUPS0436 | Pipe Fittings- Reducer | Eccentric Reducer-(1-(1/4 x 1") |  |  | nos
ML_HUPS0437 | Pipe Fittings- Reducer | Eccentric Reducer-(1-(1/4 x 1/2") |  |  | nos
ML_HUPS0438 | Pipe Fittings- Reducer | Eccentric Reducer-(1-(1/2 x 1/2") |  |  | nos
ML_HUPS0439 | Pipe Fittings- Reducer | Eccentric Reducer-(2 x 1-(1/2") |  |  | nos
ML_HUPS0440 | Pipe Fittings- Reducer | Eccentric Reducer-(2 x 1-(1/4") |  |  | nos
ML_HUPS0441 | Pipe Fittings- Reducer | Eccentric Reducer-(2 x 1") |  |  | nos
ML_HUPS0442 | Pipe Fittings- Reducer | Eccentric Reducer-(2 x 3/4") |  |  | nos
ML_HUPS0443 | Pipe Fittings- Reducer | Eccentric Reducer-(2-(1/2 x 1") |  |  | nos
ML_HUPS0444 | Pipe Fittings- Reducer | Eccentric Reducer-(2-(1/2 x 2") |  |  | nos
ML_HUPS0445 | Pipe Fittings- Reducer | Eccentric Reducer-(2-(1/2 x 1-(1/2") |  |  | nos
ML_HUPS0446 | Pipe Fittings- Reducer | Eccentric Reducer-(3 x 2-(1/2") |  |  | nos
ML_HUPS0447 | Pipe Fittings- Reducer | Eccentric Reducer-(3 x 2") |  |  | nos
ML_HUPS0448 | Pipe Fittings- MS Coupling | MS Coupling -1/8" |  |  | nos
ML_HUPS0449 | Pipe Fittings- MS Coupling | MS Coupling -1/4" |  |  | nos
ML_HUPS0450 | Pipe Fittings- MS Coupling | MS Coupling -3/8" |  |  | nos
ML_HUPS0451 | Pipe Fittings- MS Coupling | MS Coupling -1/2" |  |  | nos
ML_HUPS0452 | Pipe Fittings- MS Coupling | MS Coupling -3/4" |  |  | nos
ML_HUPS0453 | Pipe Fittings- MS Coupling | MS Coupling -1" |  |  | nos
ML_HUPS0454 | Pipe Fittings- MS Coupling | MS Coupling -1-1/4" |  |  | nos
ML_HUPS0455 | Pipe Fittings- MS Coupling | MS Coupling -1-1/2" |  |  | nos
ML_HUPS0456 | Pipe Fittings- MS Coupling | MS Coupling -2" |  |  | nos
ML_HUPS0457 | Pipe Fittings- MS Coupling | MS Coupling -2-1/2" |  |  | nos
ML_HUPS0458 | Pipe Fittings- MS Coupling | MS Coupling -3" |  |  | nos
ML_HUPS0459 | Pipe Fittings- MS Coupling | MS Coupling -4" |  |  | nos
ML_HUPS0460 | Pipe Fittings- MS Coupling | MS Coupling -5" |  |  | nos
ML_HUPS0461 | Pipe Fittings- MS Coupling | MS Coupling -6" |  |  | nos
ML_HUPS0462 | Pipe Fittings- MS Coupling | MS Coupling -8" |  |  | nos
ML_HUPS0463 | Pipe Fittings- MS Coupling | MS Coupling -10" |  |  | nos
ML_HUPS0464 | Pipe Fittings- MS Coupling | MS Coupling -12" |  |  | nos
ML_HUPS0465 | Pipe Fittings- CPVC Coupling | CPVC Coupling -1/8" |  |  | nos
ML_HUPS0466 | Pipe Fittings- CPVC Coupling | CPVC Coupling -1/4" |  |  | nos
ML_HUPS0467 | Pipe Fittings- CPVC Coupling | CPVC Coupling -3/8" |  |  | nos
ML_HUPS0468 | Pipe Fittings- CPVC Coupling | CPVC Coupling -1/2" |  |  | nos
ML_HUPS0469 | Pipe Fittings- CPVC Coupling | CPVC Coupling -3/4" |  |  | nos
ML_HUPS0470 | Pipe Fittings- CPVC Coupling | CPVC Coupling -1" |  |  | nos
ML_HUPS0471 | Pipe Fittings- CPVC Coupling | CPVC Coupling -1-1/4" |  |  | nos
ML_HUPS0472 | Pipe Fittings- CPVC Coupling | CPVC Coupling -1-1/2" |  |  | nos
ML_HUPS0473 | Pipe Fittings- CPVC Coupling | CPVC Coupling -2" |  |  | nos
ML_HUPS0474 | Pipe Fittings- CPVC Coupling | CPVC Coupling -2-1/2" |  |  | nos
ML_HUPS0475 | Pipe Fittings- CPVC Coupling | CPVC Coupling -3" |  |  | nos
ML_HUPS0476 | Pipe Fittings- CPVC Coupling | CPVC Coupling -4" |  |  | nos
ML_HUPS0477 | Pipe Fittings- CPVC Coupling | CPVC Coupling -5" |  |  | nos
ML_HUPS0478 | Pipe Fittings- CPVC Coupling | CPVC Coupling -6" |  |  | nos
ML_HUPS0479 | Pipe Fittings- CPVC Coupling | CPVC Coupling -8" |  |  | nos
ML_HUPS0480 | Pipe Fittings- CPVC Coupling | CPVC Coupling -10" |  |  | nos
ML_HUPS0481 | Pipe Fittings- CPVC Coupling | CPVC Coupling -12" |  |  | nos
ML_HUPS0482 | Pipe Fittings- PVC Coupling | PVC Coupling -1/8" |  |  | nos
ML_HUPS0483 | Pipe Fittings- PVC Coupling | PVC Coupling -1/4" |  |  | nos
ML_HUPS0484 | Pipe Fittings- PVC Coupling | PVC Coupling -3/8" |  |  | nos
ML_HUPS0485 | Pipe Fittings- PVC Coupling | PVC Coupling -1/2" |  |  | nos
ML_HUPS0486 | Pipe Fittings- PVC Coupling | PVC Coupling -3/4" |  |  | nos
ML_HUPS0487 | Pipe Fittings- PVC Coupling | PVC Coupling -1" |  |  | nos
ML_HUPS0488 | Pipe Fittings- PVC Coupling | PVC Coupling -1-1/4" |  |  | nos
ML_HUPS0489 | Pipe Fittings- PVC Coupling | PVC Coupling -1-1/2" |  |  | nos
ML_HUPS0490 | Pipe Fittings- PVC Coupling | PVC Coupling -2" |  |  | nos
ML_HUPS0491 | Pipe Fittings- UPVC Coupling | UPVC Coupling -1/8" |  |  | nos
ML_HUPS0492 | Pipe Fittings- UPVC Coupling | UPVC Coupling -1/4" |  |  | nos
ML_HUPS0493 | Pipe Fittings- UPVC Coupling | UPVC Coupling -3/8" |  |  | nos
ML_HUPS0494 | Pipe Fittings- UPVC Coupling | UPVC Coupling -1/2" |  |  | nos
ML_HUPS0495 | Pipe Fittings- UPVC Coupling | UPVC Coupling -3/4" |  |  | nos
ML_HUPS0496 | Pipe Fittings- UPVC Coupling | UPVC Coupling -1" |  |  | nos
ML_HUPS0497 | Pipe Fittings- UPVC Coupling | UPVC Coupling -1-1/4" |  |  | nos
ML_HUPS0498 | Pipe Fittings- UPVC Coupling | UPVC Coupling -1-1/2" |  |  | nos
ML_HUPS0499 | Pipe Fittings- UPVC Coupling | UPVC Coupling -2" |  |  | nos
ML_HUPS0500 | Pipe Fittings- G.I Coupling | GI Coupling -1/8" |  |  | nos
ML_HUPS0501 | Pipe Fittings- G.I Coupling | GI Coupling -1/4" |  |  | nos
ML_HUPS0502 | Pipe Fittings- G.I Coupling | GI Coupling -3/8" |  |  | nos
ML_HUPS0503 | Pipe Fittings- G.I Coupling | GI Coupling -1/2" |  |  | nos
ML_HUPS0504 | Pipe Fittings- G.I Coupling | GI Coupling -3/4" |  |  | nos
ML_HUPS0505 | Pipe Fittings- G.I Coupling | GI Coupling -1" |  |  | nos
ML_HUPS0506 | Pipe Fittings- G.I Coupling | GI Coupling -1-1/4" |  |  | nos
ML_HUPS0507 | Pipe Fittings- G.I Coupling | GI Coupling -1-1/2" |  |  | nos
ML_HUPS0508 | Pipe Fittings- G.I Coupling | GI Coupling -2" |  |  | nos
ML_HUPS0509 | Pipe Fittings- G.I Coupling | GI Coupling -2-1/2" |  |  | nos
ML_HUPS0510 | Pipe Fittings- G.I Coupling | GI Coupling -3" |  |  | nos
ML_HUPS0511 | Pipe Fittings- G.I Coupling | GI Coupling -4" |  |  | nos
ML_HUPS0512 | Pipe Fittings- G.I Coupling | GI Coupling -5" |  |  | nos
ML_HUPS0513 | Pipe Fittings- G.I Coupling | GI Coupling -6" |  |  | nos
ML_HUPS0514 | Pipe Fittings- G.I Coupling | GI Coupling -8" |  |  | nos
ML_HUPS0515 | Pipe Fittings- G.I Coupling | GI Coupling -10" |  |  | nos
ML_HUPS0516 | Pipe Fittings- G.I Coupling | GI Coupling -12" |  |  | nos
ML_HUFT0001 | Flash tank | Flash Tank -Horizontal 13 Gallon 125PSI |  |  | nos
ML_HUFT0002 | Flash tank | Flash Tank -Horizontal 18 Gallon 125PSI |  |  | nos
ML_HUFT0003 | Flash tank | Flash Tank -Horizontal 24 Gallon 125PSI |  |  | nos
ML_HUFT0004 | Flash tank | Flash Tank -Horizontal 30 Gallon 125PSI |  |  | nos
ML_HUFT0005 | Flash tank | Flash Tank -Horizontal 48 Gallon 125PSI |  |  | nos
ML_HUFT0006 | Flash tank | Flash Tank -Horizontal 80 Gallon 125PSI |  |  | nos
ML_HUFT0007 | Flash tank | Flash Tank -Horizontal 125 Gallon 125PSI |  |  | nos
ML_HUFT0008 | Flash tank | Flash Tank -Horizontal 180 Gallon 125PSI |  |  | nos
ML_HUFT0009 | Flash tank | Flash Tank -Vertical 13 Gallon 125PSI |  |  | nos
ML_HUFT0010 | Flash tank | Flash Tank -Vertical 18 Gallon 125PSI |  |  | nos
ML_HUFT0011 | Flash tank | Flash Tank -Vertical 24 Gallon 125PSI |  |  | nos
ML_HUFT0012 | Flash tank | Flash Tank -Vertical 30 Gallon 125PSI |  |  | nos
ML_HUFT0013 | Flash tank | Flash Tank -Vertical 48 Gallon 125PSI |  |  | nos
ML_HUST0001 | Steam trap | Steam Trap-(Thermodynamic) 10mm |  |  | nos
ML_HUST0002 | Steam trap | Steam Trap-(Thermodynamic) 15mm |  |  | nos
ML_HUST0003 | Steam trap | Steam Trap-(Thermodynamic) 20mm |  |  | nos
ML_HUST0004 | Steam trap | Steam Trap-(Thermodynamic) 25mm |  |  | nos
ML_HUST0005 | Steam trap | Steam Trap-(Thermostatic) 10mm |  |  | nos
ML_HUST0006 | Steam trap | Steam Trap-(Thermostatic) 15mm |  |  | nos
ML_HUST0007 | Steam trap | Steam Trap-(Thermostatic) 20mm |  |  | nos
ML_HUST0008 | Steam trap | Steam Trap-(Thermostatic) 25mm |  |  | nos
ML_HUST0009 | Steam trap | Steam Trap-(Float & Thermostatic) 10mm |  |  | nos
ML_HUST0010 | Steam trap | Steam Trap-(Float & Thermostatic) 15mm |  |  | nos
ML_HUST0011 | Steam trap | Steam Trap-(Float & Thermostatic) 20mm |  |  | nos
ML_HUST0012 | Steam trap | Steam Trap-(Float & Thermostatic) 25mm |  |  | nos
ML_HUST0013 | Steam trap | Steam Trap-(Invert Bucket) 10mm |  |  | nos
ML_HUST0014 | Steam trap | Steam Trap-(Invert Bucket) 15mm |  |  | nos
ML_HUST0015 | Steam trap | Steam Trap-(Invert Bucket) 20mm |  |  | nos
ML_HUST0016 | Steam trap | Steam Trap-(Invert Bucket) 25mm |  |  | nos
ML_HUPG0001 | Pressure Gauge | Pressure Guage-(0-0.6 Bar) 40mm Dial |  |  | nos
ML_HUPG0002 | Pressure Gauge | Pressure Guage-(0-0.6 Bar) 50mm Dial |  |  | nos
ML_HUPG0003 | Pressure Gauge | Pressure Guage-(0-0.6 Bar) 63mm Dial |  |  | nos
ML_HUPG0004 | Pressure Gauge | Pressure Guage-(0-0.6 Bar) 88mm Dial |  |  | nos
ML_HUPG0005 | Pressure Gauge | Pressure Guage-(0-0.6 Bar) 114mm Dial |  |  | nos
ML_HUPG0006 | Pressure Gauge | Pressure Guage-(0-1 Bar) 40mm Dial |  |  | nos
ML_HUPG0007 | Pressure Gauge | Pressure Guage-(0-1 Bar) 50mm Dial |  |  | nos
ML_HUPG0008 | Pressure Gauge | Pressure Guage-(0-1 Bar) 63mm Dial |  |  | nos
ML_HUPG0009 | Pressure Gauge | Pressure Guage-(0-1 Bar) 88mm Dial |  |  | nos
ML_HUPG0010 | Pressure Gauge | Pressure Guage-(0-1 Bar) 114mm Dial |  |  | nos
ML_HUPG0011 | Pressure Gauge | Pressure Guage-(0-1.6 Bar) 40mm Dial |  |  | nos
ML_HUPG0012 | Pressure Gauge | Pressure Guage-(0-1.6 Bar) 50mm Dial |  |  | nos
ML_HUPG0013 | Pressure Gauge | Pressure Guage-(0-1.6 Bar) 63mm Dial |  |  | nos
ML_HUPG0014 | Pressure Gauge | Pressure Guage-(0-1.6 Bar) 88mm Dial |  |  | nos
ML_HUPG0015 | Pressure Gauge | Pressure Guage-(0-1.6 Bar) 114mm Dial |  |  | nos
ML_HUPG0016 | Pressure Gauge | Pressure Guage-(0-2.25Bar) 40mm Dial |  |  | nos
ML_HUPG0017 | Pressure Gauge | Pressure Guage-(0-2.25Bar) 50mm Dial |  |  | nos
ML_HUPG0018 | Pressure Gauge | Pressure Guage-(0-2.25Bar) 63mm Dial |  |  | nos
ML_HUPG0019 | Pressure Gauge | Pressure Guage-(0-2.25Bar) 88mm Dial |  |  | nos
ML_HUPG0020 | Pressure Gauge | Pressure Guage-(0-2.25Bar) 114mm Dial |  |  | nos
ML_HUPG0021 | Pressure Gauge | Pressure Guage-(0-4Bar) 40mm Dial |  |  | nos
ML_HUPG0022 | Pressure Gauge | Pressure Guage-(0-4Bar) 50mm Dial |  |  | nos
ML_HUPG0023 | Pressure Gauge | Pressure Guage-(0-4Bar) 63mm Dial |  |  | nos
ML_HUPG0024 | Pressure Gauge | Pressure Guage-(0-4Bar) 88mm Dial |  |  | nos
ML_HUPG0025 | Pressure Gauge | Pressure Guage-(0-4Bar) 114mm Dial |  |  | nos
ML_HUPG0026 | Pressure Gauge | Pressure Guage-(0-10Bar) 40mm Dial |  |  | nos
ML_HUPG0027 | Pressure Gauge | Pressure Guage-(0-10Bar) 50mm Dial |  |  | nos
ML_HUPG0028 | Pressure Gauge | Pressure Guage-(0-10Bar) 63mm Dial |  |  | nos
ML_HUPG0029 | Pressure Gauge | Pressure Guage-(0-10Bar) 88mm Dial |  |  | nos
ML_HUPG0030 | Pressure Gauge | Pressure Guage-(0-10Bar) 114mm Dial |  |  | nos
ML_HUPG0031 | Pressure Gauge | Pressure Guage-(0-16Bar) 40mm Dial |  |  | nos
ML_HUPG0032 | Pressure Gauge | Pressure Guage-(0-16Bar) 50mm Dial |  |  | nos
ML_HUPG0033 | Pressure Gauge | Pressure Guage-(0-16Bar) 63mm Dial |  |  | nos
ML_HUPG0034 | Pressure Gauge | Pressure Guage-(0-16Bar) 88mm Dial |  |  | nos
ML_HUPG0035 | Pressure Gauge | Pressure Guage-(0-16Bar) 114mm Dial |  |  | nos
ML_HUPG0036 | Pressure Gauge | Pressure Guage-(0-25Bar) 40mm Dial |  |  | nos
ML_HUPG0037 | Pressure Gauge | Pressure Guage-(0-25Bar) 50mm Dial |  |  | nos
ML_HUPG0038 | Pressure Gauge | Pressure Guage-(0-25Bar) 63mm Dial |  |  | nos
ML_HUPG0039 | Pressure Gauge | Pressure Guage-(0-25Bar) 88mm Dial |  |  | nos
ML_HUPG0040 | Pressure Gauge | Pressure Guage-(0-25Bar) 114mm Dial |  |  | nos
ML_HUPG0041 | Pressure Gauge | Pressure Guage-(0-40Bar) 40mm Dial |  |  | nos
ML_HUPG0042 | Pressure Gauge | Pressure Guage-(0-40Bar) 50mm Dial |  |  | nos
ML_HUPG0043 | Pressure Gauge | Pressure Guage-(0-40Bar) 63mm Dial |  |  | nos
ML_HUPG0044 | Pressure Gauge | Pressure Guage-(0-40Bar) 88mm Dial |  |  | nos
ML_HUPG0045 | Pressure Gauge | Pressure Guage-(0-40Bar) 114mm Dial |  |  | nos
ML_HUPG0046 | Pressure Gauge | Pressure Guage-(0-60Bar) 40mm Dial |  |  | nos
ML_HUPG0047 | Pressure Gauge | Pressure Guage-(0-60Bar) 50mm Dial |  |  | nos
ML_HUPG0048 | Pressure Gauge | Pressure Guage-(0-60Bar) 63mm Dial |  |  | nos
ML_HUPG0049 | Pressure Gauge | Pressure Guage-(0-60Bar) 88mm Dial |  |  | nos
ML_HUPG0050 | Pressure Gauge | Pressure Guage-(0-60Bar) 114mm Dial |  |  | nos
ML_HUPG0051 | Pressure Gauge | Pressure Guage-(0-100Bar) 40mm Dial |  |  | nos
ML_HUPG0052 | Pressure Gauge | Pressure Guage-(0-100Bar) 50mm Dial |  |  | nos
ML_HUPG0053 | Pressure Gauge | Pressure Guage-(0-100Bar) 63mm Dial |  |  | nos
ML_HUPG0054 | Pressure Gauge | Pressure Guage-(0-100Bar) 88mm Dial |  |  | nos
ML_HUPG0055 | Pressure Gauge | Pressure Guage-(0-100Bar) 114mm Dial |  |  | nos
ML_HUTG0001 | Temperature Gauge | Temprature Gauge-(Bimetal) 63mm |  |  | nos
ML_HUTG0002 | Temperature Gauge | Temprature Gauge-(Bimetal) 100mm |  |  | nos
ML_HUTG0003 | Temperature Gauge | Temprature Gauge-(Bimetal) 125mm |  |  | nos
ML_HUTG0004 | Temperature Gauge | Temprature Gauge-(Bimetal) 150mm |  |  | nos
ML_HUTG0005 | Temperature Gauge | Temprature Gauge-(Gas Filled) 63mm |  |  | nos
ML_HUTG0006 | Temperature Gauge | Temprature Gauge-(Gas Filled) 100mm |  |  | nos
ML_HUTG0007 | Temperature Gauge | Temprature Gauge-(Gas Filled) 125mm |  |  | nos
ML_HUTG0008 | Temperature Gauge | Temprature Gauge-(Gas Filled) 150mm |  |  | nos
ML_HUTG0009 | Temperature Gauge | Temprature Gauge-(Indicating Temprature switch) 63mm |  |  | nos
ML_HUTG0010 | Temperature Gauge | Temprature Gauge-(Indicating Temprature switch) 100mm |  |  | nos
ML_HUTG0011 | Temperature Gauge | Temprature Gauge-(Indicating Temprature switch) 125mm |  |  | nos
ML_HUTG0012 | Temperature Gauge | Temprature Gauge-(Indicating Temprature switch) 150mm |  |  | nos
ML_HUTG0013 | Temperature Gauge | Temprature Gauge-(Lquid Filled dial ) 63mm |  |  | nos
ML_HUTG0014 | Temperature Gauge | Temprature Gauge-(Lquid Filled dial ) 100mm |  |  | nos
ML_HUTG0015 | Temperature Gauge | Temprature Gauge-(Lquid Filled dial ) 125mm |  |  | nos
ML_HUTG0016 | Temperature Gauge | Temprature Gauge-(Lquid Filled dial ) 150mm |  |  | nos
ML_LCP0001 | Laboratory Chemical-Waste and Vent Piping - CPVC pipes | Laboratory Chemical-Waste and Vent Piping 15mm OD CPVC pipe, SDR11 |  |  | m
ML_LCP0002 | Laboratory Chemical-Waste and Vent Piping - CPVC pipes | Laboratory Chemical-Waste and Vent Piping 20mm OD CPVC pipe, SDR11 |  |  | m
ML_LCP0003 | Laboratory Chemical-Waste and Vent Piping - CPVC pipes | Laboratory Chemical-Waste and Vent Piping 25mm OD CPVC pipe, SDR11 |  |  | m
ML_LCP0004 | Laboratory Chemical-Waste and Vent Piping - CPVC pipes | Laboratory Chemical-Waste and Vent Piping 32mm OD CPVC pipe, SDR11 |  |  | m
ML_LCP0005 | Laboratory Chemical-Waste and Vent Piping - CPVC pipes | Laboratory Chemical-Waste and Vent Piping 40mm OD CPVC pipe, SDR11 |  |  | m
ML_LCP0006 | Laboratory Chemical-Waste and Vent Piping - CPVC pipes | Laboratory Chemical-Waste and Vent Piping 50mm OD CPVC pipe, SDR11 |  |  | m
ML_LCP0007 | Laboratory Chemical-Waste and Vent Piping - CPVC pipes | Laboratory Chemical-Waste and Vent Piping 15mm OD CPVC pipe, SDR13.5 |  |  | m
ML_LCP0008 | Laboratory Chemical-Waste and Vent Piping - CPVC pipes | Laboratory Chemical-Waste and Vent Piping 20mm OD CPVC pipe, SDR13.5 |  |  | m
ML_LCP0009 | Laboratory Chemical-Waste and Vent Piping - CPVC pipes | Laboratory Chemical-Waste and Vent Piping 25mm OD CPVC pipe, SDR13.5 |  |  | m
ML_LCP0010 | Laboratory Chemical-Waste and Vent Piping - CPVC pipes | Laboratory Chemical-Waste and Vent Piping 32mm OD CPVC pipe, SDR13.5 |  |  | m
ML_LCP0011 | Laboratory Chemical-Waste and Vent Piping - CPVC pipes | Laboratory Chemical-Waste and Vent Piping 40mm OD CPVC pipe, SDR13.5 |  |  | m
ML_LCP0012 | Laboratory Chemical-Waste and Vent Piping - CPVC pipes | Laboratory Chemical-Waste and Vent Piping 50mm OD CPVC pipe, SDR13.5 |  |  | m
ML_LCP0013 | Laboratory Chemical-Waste and Vent Piping - CPVC pipes | Laboratory Chemical-Waste and Vent Piping 65mm OD CPVC pipe, SDR17 |  |  | m
ML_LCP0014 | Laboratory Chemical-Waste and Vent Piping - CPVC pipes | Laboratory Chemical-Waste and Vent Piping 80mm OD CPVC pipe, SDR17 |  |  | m
ML_LCP0015 | Laboratory Chemical-Waste and Vent Piping - CPVC pipes | Laboratory Chemical-Waste and Vent Piping 100mm OD CPVC pipe, SDR17 |  |  | m
ML_LCP0016 | Laboratory Chemical-Waste and Vent Piping - CPVC pipes | Laboratory Chemical-Waste and Vent Piping 150mm OD CPVC pipe, SDR17 |  |  | m
ML_LCP0017 | Laboratory Chemical-Waste and Vent Piping - CPVC pipes | Laboratory Chemical-Waste and Vent Piping 15mm OD CPVC pipe, Schedule 40 |  |  | m
ML_LCP0018 | Laboratory Chemical-Waste and Vent Piping - CPVC pipes | Laboratory Chemical-Waste and Vent Piping 20mm OD CPVC pipe, Schedule 40 |  |  | m
ML_LCP0019 | Laboratory Chemical-Waste and Vent Piping - CPVC pipes | Laboratory Chemical-Waste and Vent Piping 25mm OD CPVC pipe, Schedule 40 |  |  | m
ML_LCP0020 | Laboratory Chemical-Waste and Vent Piping - CPVC pipes | Laboratory Chemical-Waste and Vent Piping 32mm OD CPVC pipe, Schedule 40 |  |  | m
ML_LCP0021 | Laboratory Chemical-Waste and Vent Piping - CPVC pipes | Laboratory Chemical-Waste and Vent Piping 40mm OD CPVC pipe, Schedule 40 |  |  | m
ML_LCP0022 | Laboratory Chemical-Waste and Vent Piping - CPVC pipes | Laboratory Chemical-Waste and Vent Piping 50mm OD CPVC pipe, Schedule 40 |  |  | m
ML_LCP0023 | Laboratory Chemical-Waste and Vent Piping - CPVC pipes | Laboratory Chemical-Waste and Vent Piping 65mm OD CPVC pipe, Schedule 40 |  |  | m
ML_LCP0024 | Laboratory Chemical-Waste and Vent Piping - CPVC pipes | Laboratory Chemical-Waste and Vent Piping 80mm OD CPVC pipe, Schedule 40 |  |  | m
ML_LCP0025 | Laboratory Chemical-Waste and Vent Piping - CPVC pipes | Laboratory Chemical-Waste and Vent Piping 90mm OD CPVC pipe, Schedule 40 |  |  | m
ML_LCP0026 | Laboratory Chemical-Waste and Vent Piping - CPVC pipes | Laboratory Chemical-Waste and Vent Piping 100mm OD CPVC pipe, Schedule 40 |  |  | m
ML_LCP0027 | Laboratory Chemical-Waste and Vent Piping - CPVC pipes | Laboratory Chemical-Waste and Vent Piping 125mm OD CPVC pipe, Schedule 40 |  |  | m
ML_LCP0028 | Laboratory Chemical-Waste and Vent Piping - CPVC pipes | Laboratory Chemical-Waste and Vent Piping 150mm OD CPVC pipe, Schedule 40 |  |  | m
ML_LCP0029 | Laboratory Chemical-Waste and Vent Piping - CPVC pipes | Laboratory Chemical-Waste and Vent Piping 15mm OD CPVC pipe, Schedule 80 |  |  | m
ML_LCP0030 | Laboratory Chemical-Waste and Vent Piping - CPVC pipes | Laboratory Chemical-Waste and Vent Piping 20mm OD CPVC pipe, Schedule 80 |  |  | m
ML_LCP0031 | Laboratory Chemical-Waste and Vent Piping - CPVC pipes | Laboratory Chemical-Waste and Vent Piping 25mm OD CPVC pipe, Schedule 80 |  |  | m
ML_LCP0032 | Laboratory Chemical-Waste and Vent Piping - CPVC pipes | Laboratory Chemical-Waste and Vent Piping 32mm OD CPVC pipe, Schedule 80 |  |  | m
ML_LCP0033 | Laboratory Chemical-Waste and Vent Piping - CPVC pipes | Laboratory Chemical-Waste and Vent Piping 40mm OD CPVC pipe, Schedule 80 |  |  | m
ML_LCP0034 | Laboratory Chemical-Waste and Vent Piping - CPVC pipes | Laboratory Chemical-Waste and Vent Piping 50mm OD CPVC pipe, Schedule 80 |  |  | m
ML_LCP0035 | Laboratory Chemical-Waste and Vent Piping - CPVC pipes | Laboratory Chemical-Waste and Vent Piping 65mm OD CPVC pipe, Schedule 80 |  |  | m
ML_LCP0036 | Laboratory Chemical-Waste and Vent Piping - CPVC pipes | Laboratory Chemical-Waste and Vent Piping 80mm OD CPVC pipe, Schedule 80 |  |  | m
ML_LCP0037 | Laboratory Chemical-Waste and Vent Piping - CPVC pipes | Laboratory Chemical-Waste and Vent Piping 90mm OD CPVC pipe, Schedule 81 |  |  | m
ML_LCP0038 | Laboratory Chemical-Waste and Vent Piping - CPVC pipes | Laboratory Chemical-Waste and Vent Piping 100mm OD CPVC pipe, Schedule 80 |  |  | m
ML_LCP0039 | Laboratory Chemical-Waste and Vent Piping - CPVC pipes | Laboratory Chemical-Waste and Vent Piping 125mm OD CPVC pipe, Schedule 80 |  |  | m
ML_LCP0040 | Laboratory Chemical-Waste and Vent Piping - CPVC pipes | Laboratory Chemical-Waste and Vent Piping 150mm OD CPVC pipe, Schedule 80 |  |  | m
ML_LCP0041 | Laboratory Chemical-Waste and Vent Piping - PP-R pipes | Laboratory Chemical-Waste and Vent Piping 16mm OD Polypropylene (PP-R) pipe, SDR 11 |  |  | m
ML_LCP0042 | Laboratory Chemical-Waste and Vent Piping - PP-R pipes | Laboratory Chemical-Waste and Vent Piping 20mm OD Polypropylene (PP-R) pipe, SDR 11 |  |  | m
ML_LCP0043 | Laboratory Chemical-Waste and Vent Piping - PP-R pipes | Laboratory Chemical-Waste and Vent Piping 25mm OD Polypropylene (PP-R) pipe, SDR 11 |  |  | m
ML_LCP0044 | Laboratory Chemical-Waste and Vent Piping - PP-R pipes | Laboratory Chemical-Waste and Vent Piping 32mm OD Polypropylene (PP-R) pipe, SDR 11 |  |  | m
ML_LCP0045 | Laboratory Chemical-Waste and Vent Piping - PP-R pipes | Laboratory Chemical-Waste and Vent Piping 40mm OD Polypropylene (PP-R) pipe, SDR 11 |  |  | m
ML_LCP0046 | Laboratory Chemical-Waste and Vent Piping - PP-R pipes | Laboratory Chemical-Waste and Vent Piping 50mm OD Polypropylene (PP-R) pipe, SDR 11 |  |  | m
ML_LCP0047 | Laboratory Chemical-Waste and Vent Piping - PP-R pipes | Laboratory Chemical-Waste and Vent Piping 63mm OD Polypropylene (PP-R) pipe, SDR 11 |  |  | m
ML_LCP0048 | Laboratory Chemical-Waste and Vent Piping - PP-R pipes | Laboratory Chemical-Waste and Vent Piping 75mm OD Polypropylene (PP-R) pipe, SDR 11 |  |  | m
ML_LCP0049 | Laboratory Chemical-Waste and Vent Piping - PP-R pipes | Laboratory Chemical-Waste and Vent Piping 90mm OD Polypropylene (PP-R) pipe, SDR 11 |  |  | m
ML_LCP0050 | Laboratory Chemical-Waste and Vent Piping - PP-R pipes | Laboratory Chemical-Waste and Vent Piping 110mm OD Polypropylene (PP-R) pipe, SDR 11 |  |  | m
ML_LCP0051 | Laboratory Chemical-Waste and Vent Piping - PP-R pipes | Laboratory Chemical-Waste and Vent Piping 125mm OD Polypropylene (PP-R) pipe, SDR 11 |  |  | m
ML_LCP0052 | Laboratory Chemical-Waste and Vent Piping - PP-R pipes | Laboratory Chemical-Waste and Vent Piping 140mm OD Polypropylene (PP-R) pipe, SDR 11 |  |  | m
ML_LCP0053 | Laboratory Chemical-Waste and Vent Piping - PP-R pipes | Laboratory Chemical-Waste and Vent Piping 160mm OD Polypropylene (PP-R) pipe, SDR 11 |  |  | m
ML_LCP0054 | Laboratory Chemical-Waste and Vent Piping - PP-R pipes | Laboratory Chemical-Waste and Vent Piping 16mm OD Polypropylene (PP-R) pipe, SDR 7.4 |  |  | m
ML_LCP0055 | Laboratory Chemical-Waste and Vent Piping - PP-R pipes | Laboratory Chemical-Waste and Vent Piping 20mm OD Polypropylene (PP-R) pipe, SDR 7.4 |  |  | m
ML_LCP0056 | Laboratory Chemical-Waste and Vent Piping - PP-R pipes | Laboratory Chemical-Waste and Vent Piping 25mm OD Polypropylene (PP-R) pipe, SDR 7.4 |  |  | m
ML_LCP0057 | Laboratory Chemical-Waste and Vent Piping - PP-R pipes | Laboratory Chemical-Waste and Vent Piping 32mm OD Polypropylene (PP-R) pipe, SDR 7.4 |  |  | m
ML_LCP0058 | Laboratory Chemical-Waste and Vent Piping - PP-R pipes | Laboratory Chemical-Waste and Vent Piping 40mm OD Polypropylene (PP-R) pipe, SDR 7.4 |  |  | m
ML_LCP0059 | Laboratory Chemical-Waste and Vent Piping - PP-R pipes | Laboratory Chemical-Waste and Vent Piping 50mm OD Polypropylene (PP-R) pipe, SDR 7.4 |  |  | m
ML_LCP0060 | Laboratory Chemical-Waste and Vent Piping - PP-R pipes | Laboratory Chemical-Waste and Vent Piping 63mm OD Polypropylene (PP-R) pipe, SDR 7.4 |  |  | m
ML_LCP0061 | Laboratory Chemical-Waste and Vent Piping - PP-R pipes | Laboratory Chemical-Waste and Vent Piping 75mm OD Polypropylene (PP-R) pipe, SDR 7.4 |  |  | m
ML_LCP0062 | Laboratory Chemical-Waste and Vent Piping - PP-R pipes | Laboratory Chemical-Waste and Vent Piping 90mm OD Polypropylene (PP-R) pipe, SDR 7.4 |  |  | m
ML_LCP0063 | Laboratory Chemical-Waste and Vent Piping - PP-R pipes | Laboratory Chemical-Waste and Vent Piping 110mm OD Polypropylene (PP-R) pipe, SDR 7.4 |  |  | m
ML_LCP0064 | Laboratory Chemical-Waste and Vent Piping - PP-R pipes | Laboratory Chemical-Waste and Vent Piping 125mm OD Polypropylene (PP-R) pipe, SDR 7.4 |  |  | m
ML_LCP0065 | Laboratory Chemical-Waste and Vent Piping - PP-R pipes | Laboratory Chemical-Waste and Vent Piping 140mm OD Polypropylene (PP-R) pipe, SDR 7.4 |  |  | m
ML_LCP0066 | Laboratory Chemical-Waste and Vent Piping - PP-R pipes | Laboratory Chemical-Waste and Vent Piping 160mm OD Polypropylene (PP-R) pipe, SDR 7.4 |  |  | m
ML_LCP0067 | Laboratory Chemical-Waste and Vent Piping - PP-R pipes | Laboratory Chemical-Waste and Vent Piping 16mm OD Polypropylene (PP-R) pipe, SDR 6 |  |  | m
ML_LCP0068 | Laboratory Chemical-Waste and Vent Piping - PP-R pipes | Laboratory Chemical-Waste and Vent Piping 20mm OD Polypropylene (PP-R) pipe, SDR 6 |  |  | m
ML_LCP0069 | Laboratory Chemical-Waste and Vent Piping - PP-R pipes | Laboratory Chemical-Waste and Vent Piping 25mm OD Polypropylene (PP-R) pipe, SDR 6 |  |  | m
ML_LCP0070 | Laboratory Chemical-Waste and Vent Piping - PP-R pipes | Laboratory Chemical-Waste and Vent Piping 32mm OD Polypropylene (PP-R) pipe, SDR 6 |  |  | m
ML_LCP0071 | Laboratory Chemical-Waste and Vent Piping - PP-R pipes | Laboratory Chemical-Waste and Vent Piping 40mm OD Polypropylene (PP-R) pipe, SDR 6 |  |  | m
ML_LCP0072 | Laboratory Chemical-Waste and Vent Piping - PP-R pipes | Laboratory Chemical-Waste and Vent Piping 50mm OD Polypropylene (PP-R) pipe, SDR 6 |  |  | m
ML_LCP0073 | Laboratory Chemical-Waste and Vent Piping - PP-R pipes | Laboratory Chemical-Waste and Vent Piping 63mm OD Polypropylene (PP-R) pipe, SDR 6 |  |  | m
ML_LCP0074 | Laboratory Chemical-Waste and Vent Piping - PP-R pipes | Laboratory Chemical-Waste and Vent Piping 75mm OD Polypropylene (PP-R) pipe, SDR 6 |  |  | m
ML_LCP0075 | Laboratory Chemical-Waste and Vent Piping - PP-R pipes | Laboratory Chemical-Waste and Vent Piping 90mm OD Polypropylene (PP-R) pipe, SDR 6 |  |  | m
ML_LCP0076 | Laboratory Chemical-Waste and Vent Piping - PP-R pipes | Laboratory Chemical-Waste and Vent Piping 110mm OD Polypropylene (PP-R) pipe, SDR 6 |  |  | m
ML_LCP0077 | Laboratory Chemical-Waste and Vent Piping - PP-R pipes | Laboratory Chemical-Waste and Vent Piping 125mm OD Polypropylene (PP-R) pipe, SDR 6 |  |  | m
ML_LCP0078 | Laboratory Chemical-Waste and Vent Piping - PP-R pipes | Laboratory Chemical-Waste and Vent Piping 140mm OD Polypropylene (PP-R) pipe, SDR 6 |  |  | m
ML_LCP0079 | Laboratory Chemical-Waste and Vent Piping - PP-R pipes | Laboratory Chemical-Waste and Vent Piping 160mm OD Polypropylene (PP-R) pipe, SDR 6 |  |  | m
ML_LCP0080 | Laboratory Chemical-Waste and Vent Piping - PP-R pipes | Laboratory Chemical-Waste and Vent Piping 16mm OD Polypropylene (PP-R) pipe, SDR 5 |  |  | m
ML_LCP0081 | Laboratory Chemical-Waste and Vent Piping - PP-R pipes | Laboratory Chemical-Waste and Vent Piping 20mm OD Polypropylene (PP-R) pipe, SDR 5 |  |  | m
ML_LCP0082 | Laboratory Chemical-Waste and Vent Piping - PP-R pipes | Laboratory Chemical-Waste and Vent Piping 25mm OD Polypropylene (PP-R) pipe, SDR 5 |  |  | m
ML_LCP0083 | Laboratory Chemical-Waste and Vent Piping - PP-R pipes | Laboratory Chemical-Waste and Vent Piping 32mm OD Polypropylene (PP-R) pipe, SDR 5 |  |  | m
ML_LCP0084 | Laboratory Chemical-Waste and Vent Piping - PP-R pipes | Laboratory Chemical-Waste and Vent Piping 40mm OD Polypropylene (PP-R) pipe, SDR 5 |  |  | m
ML_LCP0085 | Laboratory Chemical-Waste and Vent Piping - PP-R pipes | Laboratory Chemical-Waste and Vent Piping 50mm OD Polypropylene (PP-R) pipe, SDR 5 |  |  | m
ML_LCP0086 | Laboratory Chemical-Waste and Vent Piping - PP-R pipes | Laboratory Chemical-Waste and Vent Piping 63mm OD Polypropylene (PP-R) pipe, SDR 5 |  |  | m
ML_LCP0087 | Laboratory Chemical-Waste and Vent Piping - PP-R pipes | Laboratory Chemical-Waste and Vent Piping 75mm OD Polypropylene (PP-R) pipe, SDR 5 |  |  | m
ML_LCP0088 | Laboratory Chemical-Waste and Vent Piping - PP-R pipes | Laboratory Chemical-Waste and Vent Piping 90mm OD Polypropylene (PP-R) pipe, SDR 5 |  |  | m
ML_LCP0089 | Laboratory Chemical-Waste and Vent Piping - PP-R pipes | Laboratory Chemical-Waste and Vent Piping 110mm OD Polypropylene (PP-R) pipe, SDR 5 |  |  | m
ML_LCP0090 | Laboratory Chemical-Waste and Vent Piping - PP-R pipes | Laboratory Chemical-Waste and Vent Piping 125mm OD Polypropylene (PP-R) pipe, SDR 5 |  |  | m
ML_LCP0091 | Laboratory Chemical-Waste and Vent Piping - PP-R pipes | Laboratory Chemical-Waste and Vent Piping 140mm OD Polypropylene (PP-R) pipe, SDR 5 |  |  | m
ML_LCP0092 | Laboratory Chemical-Waste and Vent Piping - PP-R pipes | Laboratory Chemical-Waste and Vent Piping 160mm OD Polypropylene (PP-R) pipe, SDR 5 |  |  | m
ML_LCP0093 | Laboratory Chemical-Waste and Vent Piping - DI Pipes | Laboratory Chemical-Waste and Vent Piping 32mm OD Ductile Iron, Extra heavy |  |  | m
ML_LCP0094 | Laboratory Chemical-Waste and Vent Piping - DI Pipes | Laboratory Chemical-Waste and Vent Piping 40mm OD Ductile Iron, Extra heavy |  |  | m
ML_LCP0095 | Laboratory Chemical-Waste and Vent Piping - DI Pipes | Laboratory Chemical-Waste and Vent Piping 50mm OD Ductile Iron, Extra heavy |  |  | m
ML_LCP0096 | Laboratory Chemical-Waste and Vent Piping - DI Pipes | Laboratory Chemical-Waste and Vent Piping 65mm OD Ductile Iron, Extra heavy |  |  | m
ML_LCP0097 | Laboratory Chemical-Waste and Vent Piping - DI Pipes | Laboratory Chemical-Waste and Vent Piping 80mm OD Ductile Iron, Extra heavy |  |  | m
ML_LCP0098 | Laboratory Chemical-Waste and Vent Piping - DI Pipes | Laboratory Chemical-Waste and Vent Piping 100mm OD Ductile Iron, Extra heavy |  |  | m
ML_LCP0099 | Laboratory Chemical-Waste and Vent Piping - DI Pipes | Laboratory Chemical-Waste and Vent Piping 125mm OD Ductile Iron, Extra heavy |  |  | m
ML_LCP0100 | Laboratory Chemical-Waste and Vent Piping - DI Pipes | Laboratory Chemical-Waste and Vent Piping 150mm OD Ductile Iron, Extra heavy |  |  | m
ML_LCP0101 | Laboratory Chemical-Waste and Vent Piping - DI Pipes | Laboratory Chemical-Waste and Vent Piping 32mm OD Ductile Iron, Service |  |  | m
ML_LCP0102 | Laboratory Chemical-Waste and Vent Piping - DI Pipes | Laboratory Chemical-Waste and Vent Piping 40mm OD Ductile Iron, Service |  |  | m
ML_LCP0103 | Laboratory Chemical-Waste and Vent Piping - DI Pipes | Laboratory Chemical-Waste and Vent Piping 50mm OD Ductile Iron, Service |  |  | m
ML_LCP0104 | Laboratory Chemical-Waste and Vent Piping - DI Pipes | Laboratory Chemical-Waste and Vent Piping 65mm OD Ductile Iron, Service |  |  | m
ML_LCP0105 | Laboratory Chemical-Waste and Vent Piping - DI Pipes | Laboratory Chemical-Waste and Vent Piping 80mm OD Ductile Iron, Service |  |  | m
ML_LCP0106 | Laboratory Chemical-Waste and Vent Piping - DI Pipes | Laboratory Chemical-Waste and Vent Piping 100mm OD Ductile Iron, Service |  |  | m
ML_LCP0107 | Laboratory Chemical-Waste and Vent Piping - DI Pipes | Laboratory Chemical-Waste and Vent Piping 125mm OD Ductile Iron, Service |  |  | m
ML_LCP0108 | Laboratory Chemical-Waste and Vent Piping - DI Pipes | Laboratory Chemical-Waste and Vent Piping 150mm OD Ductile Iron, Service |  |  | m
ML_HPS0001 | Expansion Tank | Bladder type expansion Tank-125 PSI Pressure (10 Litre) |  |  | nos
ML_HPS0002 | Expansion Tank | Bladder type expansion Tank-125 PSI Pressure(24 Litre) |  |  | nos
ML_HPS0003 | Expansion Tank | Bladder type expansion Tank-125PSI Pressure(50 Litre) |  |  | nos
ML_HPS0004 | Expansion Tank | Bladder type expansion Tank-125 PSI Pressure(100 Litre) |  |  | nos
ML_HPS0005 | Expansion Tank | Bladder type expansion Tank- 125 PSI Pressure(300 Litre) |  |  | nos
ML_HPS0006 | Expansion Tank | Bladder type expansion Tank- 125 PSI Pressure(500 Litre) |  |  | nos
ML_HPS0007 | Expansion Tank | Bladder type expansion Tank- 125 PSI Pressure(750 Litre) |  |  | nos
ML_HPS0008 | Expansion Tank | Bladder type expansion Tank- 125 PSI Pressure(1000 Litre) |  |  | nos
ML_HPS0009 | Expansion Tank | Bladder type expansion Tank- 125 PSI Pressure(1500 Litre) |  |  | nos
ML_HPS0010 | Expansion Tank | Bladder type expansion Tank- 125 PSI Pressure(2000 Litre) |  |  | nos
ML_HPS0011 | Expansion Tank | Bladder type expansion Tank- 125 PSI Pressure(3000 Litre) |  |  | nos
ML_HPS0012 | Expansion Tank | Bladder type expansion Tank- 125 PSI Pressure(4000 Litre) |  |  | nos
ML_HPS0013 | Expansion Tank | Bladder type expansion Tank- 125 PSI Pressure(5000 Litre) |  |  | nos
ML_HPS0014 | Expansion Tank | Bladder type expansion Tank- 150 PSI Pressure(10 Litre) |  |  | nos
ML_HPS0015 | Expansion Tank | Bladder type expansion Tank- 150 PSI Pressure(24 Litre) |  |  | nos
ML_HPS0016 | Expansion Tank | Bladder type expansion Tank- 150 PSI Pressure(50 Litre) |  |  | nos
ML_HPS0017 | Expansion Tank | Bladder type expansion Tank- 150 PSI Pressure(100 Litre) |  |  | nos
ML_HPS0018 | Expansion Tank | Bladder type expansion Tank- 150 PSI Pressure(300 Litre) |  |  | nos
ML_HPS0019 | Expansion Tank | Bladder type expansion Tank- 150 PSI Pressure(500 Litre) |  |  | nos
ML_HPS0020 | Expansion Tank | Bladder type expansion Tank- 150 PSI Pressure(750 Litre) |  |  | nos
ML_HPS0021 | Expansion Tank | Bladder type expansion Tank- 150 PSI Pressure(1000 Litre) |  |  | nos
ML_HPS0022 | Expansion Tank | Bladder type expansion Tank- 150 PSI Pressure(1500 Litre) |  |  | nos
ML_HPS0023 | Expansion Tank | Bladder type expansion Tank- 150 PSI Pressure(2000 Litre) |  |  | nos
ML_HPS0024 | Expansion Tank | Bladder type expansion Tank- 150 PSI Pressure(3000 Litre) |  |  | nos
ML_HPS0025 | Expansion Tank | Bladder type expansion Tank- 150 PSI Pressure(4000 Litre) |  |  | nos
ML_HPS0026 | Expansion Tank | Bladder type expansion Tank- 150 PSI Pressure(5000 Litre) |  |  | nos
ML_HPS0027 | Expansion Tank | Bladder type expansion Tank- 250 PSI Pressure(10 Litre) |  |  | nos
ML_HPS0028 | Expansion Tank | Bladder type expansion Tank- 250 PSI Pressure(24 Litre) |  |  | nos
ML_HPS0029 | Expansion Tank | Bladder type expansion Tank- 250 PSI Pressure(50 Litre) |  |  | nos
ML_HPS0030 | Expansion Tank | Bladder type expansion Tank- 250 PSI Pressure(100 Litre) |  |  | nos
ML_HPS0031 | Expansion Tank | Bladder type expansion Tank- 250 PSI Pressure(300 Litre) |  |  | nos
ML_HPS0032 | Expansion Tank | Bladder type expansion Tank- 250 PSI Pressure(500 Litre) |  |  | nos
ML_HPS0033 | Expansion Tank | Bladder type expansion Tank- 250 PSI Pressure(750 Litre) |  |  | nos
ML_HPS0034 | Expansion Tank | Bladder type expansion Tank-250 PSI Pressure(1000 Litre) |  |  | nos
ML_HPS0035 | Expansion Tank | Bladder type expansion Tank- 250 PSI Pressure(1500 Litre) |  |  | nos
ML_HPS0036 | Expansion Tank | Bladder type expansion Tank- 250 PSI Pressure(2000 Litre) |  |  | nos
ML_HPS0037 | Expansion Tank | Bladder type expansion Tank- 250 PSI Pressure(3000 Litre) |  |  | nos
ML_HPS0038 | Expansion Tank | Bladder type expansion Tank- 250 PSI Pressure(4000 Litre) |  |  | nos
ML_HPS0039 | Expansion Tank | Bladder type expansion Tank- 250 PSI Pressure(5000 Litre) |  |  | nos
ML_HPS0040 | Expansion Tank | Bladder type expansion Tank- 300 PSI Pressure(10 Litre) |  |  | nos
ML_HPS0041 | Expansion Tank | Bladder type expansion Tank - 300 PSI Pressure(24 Litre) |  |  | nos
ML_HPS0042 | Expansion Tank | Bladder type expansion Tank- 300 PSI Pressure(50 Litre) |  |  | nos
ML_HPS0043 | Expansion Tank | Bladder type expansion Tank- 300 PSI Pressure(100 Litre) |  |  | nos
ML_HPS0044 | Expansion Tank | Bladder type expansion Tank- 300 PSI Pressure(300 Litre) |  |  | nos
ML_HPS0045 | Expansion Tank | Bladder type expansion Tank- 300 PSI Pressure(500 Litre) |  |  | nos
ML_HPS0046 | Expansion Tank | Bladder type expansion Tank- 300 PSI Pressure(750 Litre) |  |  | nos
ML_HPS0047 | Expansion Tank | Bladder type expansion Tank- 300 PSI Pressure(1000 Litre) |  |  | nos
ML_HPS0048 | Expansion Tank | Bladder type expansion Tank- 300 PSI Pressure(1500 Litre) |  |  | nos
ML_HPS0049 | Expansion Tank | Bladder type expansion Tank- 300 PSI Pressure(2000 Litre) |  |  | nos
ML_HPS0050 | Expansion Tank | Bladder type expansion Tank- 300 PSI Pressure(3000 Litre) |  |  | nos
ML_HPS0051 | Expansion Tank | Bladder type expansion Tank- 300 PSI Pressure(4000 Litre) |  |  | nos
ML_HPS0052 | Expansion Tank | Bladder type expansion Tank- 300 PSI Pressure(5000 Litre) |  |  | nos
ML_HPS0053 | Expansion Tank | Compression type expansion Tank- 125 PSI Pressure(80 Litre) |  |  | nos
ML_HPS0054 | Expansion Tank | Compression type expansion Tank- 125 PSI Pressure(140 Litre) |  |  | nos
ML_HPS0055 | Expansion Tank | Compression type expansion Tank- 125 PSI Pressure(170 Litre) |  |  | nos
ML_HPS0056 | Expansion Tank | Compression type expansion Tank- 125 PSI Pressure(230 Litre) |  |  | nos
ML_HPS0057 | Expansion Tank | Compression type expansion Tank- 125 PSI Pressure(300 Litre) |  |  | nos
ML_HPS0058 | Expansion Tank | Compression type expansion Tank- 125 PSI Pressure(600 Litre) |  |  | nos
ML_HPS0059 | Expansion Tank | Compression type expansion Tank- 125 PSI Pressure(1200 Litre) |  |  | nos
ML_HPS0060 | Expansion Tank | Compression type expansion Tank- 125 PSI Pressure(1600 Litre) |  |  | nos
ML_HPS0061 | Expansion Tank | Compression type expansion Tank- 125 PSI Pressure(3000 Litre) |  |  | nos
ML_HPS0062 | Expansion Tank | Compression type expansion Tank- 125 PSI Pressure(5000 Litre) |  |  | nos
ML_HPS0063 | Expansion Tank | Compression type expansion Tank- 150 PSI Pressure(80 Litre) |  |  | nos
ML_HPS0064 | Expansion Tank | Compression type expansion Tank- 150 PSI Pressure(140 Litre) |  |  | nos
ML_HPS0065 | Expansion Tank | Compression type expansion Tank- 150 PSI Pressure(170 Litre) |  |  | nos
ML_HPS0066 | Expansion Tank | Compression type expansion Tank- 150 PSI Pressure(230 Litre) |  |  | nos
ML_HPS0067 | Expansion Tank | Compression type expansion Tank- 150 PSI Pressure(300 Litre) |  |  | nos
ML_HPS0068 | Expansion Tank | Compression type expansion Tank- 150 PSI Pressure(600 Litre) |  |  | nos
ML_HPS0069 | Expansion Tank | Compression type expansion Tank- 150 PSI Pressure(1200 Litre) |  |  | nos
ML_HPS0070 | Expansion Tank | Compression type expansion Tank- 150 PSI Pressure(1600 Litre) |  |  | nos
ML_HPS0071 | Expansion Tank | Compression type expansion Tank- 150 PSI Pressure(3000 Litre) |  |  | nos
ML_HPS0072 | Expansion Tank | Compression type expansion Tank- 150 PSI Pressure(5000 Litre) |  |  | nos
ML_HPS0073 | Expansion Tank | Compression type expansion Tank- 250 PSI Pressure(80 Litre) |  |  | nos
ML_HPS0074 | Expansion Tank | Compression type expansion Tank- 250 PSI Pressure(140 Litre) |  |  | nos
ML_HPS0075 | Expansion Tank | Compression type expansion Tank- 250 PSI Pressure(170 Litre) |  |  | nos
ML_HPS0076 | Expansion Tank | Compression type expansion Tank- 250 PSI Pressure(230 Litre) |  |  | nos
ML_HPS0077 | Expansion Tank | Compression type expansion Tank- 250 PSI Pressure(300 Litre) |  |  | nos
ML_HPS0078 | Expansion Tank | Compression type expansion Tank- 250 PSI Pressure(600 Litre) |  |  | nos
ML_HPS0079 | Expansion Tank | Compression type expansion Tank- 250 PSI Pressure(1200 Litre) |  |  | nos
ML_HPS0080 | Expansion Tank | Compression type expansion Tank- 250 PSI Pressure(1600 Litre) |  |  | nos
ML_HPS0081 | Expansion Tank | Compression type expansion Tank- 250 PSI Pressure(3000 Litre) |  |  | nos
ML_HPS0082 | Expansion Tank | Compression type expansion Tank- 250 PSI Pressure(5000 Litre) |  |  | nos
ML_HPS0083 | Expansion Tank | Compression type expansion Tank- 300 PSI Pressure(80 Litre) |  |  | nos
ML_HPS0084 | Expansion Tank | Compression type expansion Tank- 300 PSI Pressure(140 Litre) |  |  | nos
ML_HPS0085 | Expansion Tank | Compression type expansion Tank- 300 PSI Pressure(170 Litre) |  |  | nos
ML_HPS0086 | Expansion Tank | Compression type expansion Tank- 300 PSI Pressure(230 Litre) |  |  | nos
ML_HPS0087 | Expansion Tank | Compression type expansion Tank- 300 PSI Pressure(300 Litre) |  |  | nos
ML_HPS0088 | Expansion Tank | Compression type expansion Tank- 300 PSI Pressure(600 Litre) |  |  | nos
ML_HPS0089 | Expansion Tank | Compression type expansion Tank- 300 PSI Pressure(1200 Litre) |  |  | nos
ML_HPS0090 | Expansion Tank | Compression type expansion Tank- 300 PSI Pressure(1600 Litre) |  |  | nos
ML_HPS0091 | Expansion Tank | Compression type expansion Tank- 300 PSI Pressure(3000 Litre) |  |  | nos
ML_HPS0092 | Expansion Tank | Compression type expansion Tank- 300 PSI Pressure(5000 Litre) |  |  | nos
ML_HPS0093 | Expansion Tank | Diaphragm type expansion Tank- 125 PSI Pressure(300 Litre) |  |  | nos
ML_HPS0094 | Expansion Tank | Diaphragm type expansion Tank- 125 PSI Pressure(500 Litre) |  |  | nos
ML_HPS0095 | Expansion Tank | Diaphragm type expansion Tank-125 PSI Pressure(1000 Litre) |  |  | nos
ML_HPS0096 | Expansion Tank | Diaphragm type expansion Tank- 125 PSI Pressure(1500 Litre) |  |  | nos
ML_HPS0097 | Expansion Tank | Diaphragm type expansion Tank-125 PSI Pressure(2000 Litre) |  |  | nos
ML_HPS0098 | Expansion Tank | Diaphragm type expansion Tank- 125 PSI Pressure(3000 Litre) |  |  | nos
ML_HPS0099 | Expansion Tank | Diaphragm type expansion Tank- 125 PSI Pressure(4000 Litre) |  |  | nos
ML_HPS0100 | Expansion Tank | Diaphragm type expansion Tank-125 PSI Pressure(5000 Litre) |  |  | nos
ML_HPS0101 | Expansion Tank | Diaphragm type expansion Tank- 150 PSI Pressure(300 Litre) |  |  | nos
ML_HPS0102 | Expansion Tank | Diaphragm type expansion Tank- 150 PSI Pressure(500 Litre) |  |  | nos
ML_HPS0103 | Expansion Tank | Diaphragm type expansion Tank- 150 PSI Pressure(1000 Litre) |  |  | nos
ML_HPS0104 | Expansion Tank | Diaphragm type expansion Tank- 150 PSI Pressure(1500 Litre) |  |  | nos
ML_HPS0105 | Expansion Tank | Diaphragm type expansion Tank- 150 PSI Pressure(2000 Litre) |  |  | nos
ML_HPS0106 | Expansion Tank | Diaphragm type expansion Tank- 150 PSI Pressure(3000 Litre) |  |  | nos
ML_HPS0107 | Expansion Tank | Diaphragm type expansion Tank-150 PSI Pressure(4000 Litre) |  |  | nos
ML_HPS0108 | Expansion Tank | Diaphragm type expansion Tank- 150 PSI Pressure(5000 Litre) |  |  | nos
ML_HPS0109 | Expansion Tank | Diaphragm type expansion Tank- 250 PSI Pressure(300 Litre) |  |  | nos
ML_HPS0110 | Expansion Tank | Diaphragm type expansion Tank- 250 PSI Pressure(500 Litre) |  |  | nos
ML_HPS0111 | Expansion Tank | Diaphragm type expansion Tank- 250 PSI Pressure(1000 Litre) |  |  | nos
ML_HPS0112 | Expansion Tank | Diaphragm type expansion Tank- 250 PSI Pressure(1500 Litre) |  |  | nos
ML_HPS0113 | Expansion Tank | Diaphragm type expansion Tank- 250 PSI Pressure(2000 Litre) |  |  | nos
ML_HPS0114 | Expansion Tank | Diaphragm type expansion Tank- 250 PSI Pressure(3000 Litre) |  |  | nos
ML_HPS0115 | Expansion Tank | Diaphragm type expansion Tank- 250 PSI Pressure(4000 Litre) |  |  | nos
ML_HPS0116 | Expansion Tank | Diaphragm type expansion Tank- 250 PSI Pressure(5000 Litre) |  |  | nos
ML_HPS0117 | Expansion Tank | Diaphragm type expansion Tank- 300 PSI Pressure(300 Litre) |  |  | nos
ML_HPS0118 | Expansion Tank | Diaphragm type expansion Tank- 300 PSI Pressure(500 Litre) |  |  | nos
ML_HPS0119 | Expansion Tank | Diaphragm type expansion Tank- 300 PSI Pressure(1000 Litre) |  |  | nos
ML_HPS0120 | Expansion Tank | Diaphragm type expansion Tank- 300 PSI Pressure(1500 Litre) |  |  | nos
ML_HPS0121 | Expansion Tank | Diaphragm type expansion Tank- 300 PSI Pressure(2000 Litre) |  |  | nos
ML_HPS0122 | Expansion Tank | Diaphragm type expansion Tank- 300 PSI Pressure(3000 Litre) |  |  | nos
ML_HPS0123 | Expansion Tank | Diaphragm type expansion Tank- 300 PSI Pressure(4000 Litre) |  |  | nos
ML_HPS0124 | Expansion Tank | Diaphragm type expansion Tank- 300 PSI Pressure(5000 Litre) |  |  | nos
ML_HPS0125 | Automatic Air Vent | Automatic Air vent-10mm |  |  | nos
ML_HPS0126 | Automatic Air Vent | Automatic Air vent-15mm |  |  | nos
ML_HPS0127 | Automatic Air Vent | Automatic Air vent-20mm |  |  | nos
ML_HPS0128 | Automatic Air Vent | Automatic Air vent-25mm |  |  | nos
ML_HPS0129 | Air seperator | Air seperator 125 PSI, 50mm connection |  |  | nos
ML_HPS0130 | Air seperator | Air seperator 125 PSI, 100mm connection |  |  | nos
ML_HPS0131 | Air seperator | Air seperator 125 PSI, 150mm connection |  |  | nos
ML_HPS0132 | Air seperator | Air seperator 125 PSI, 200mm connection |  |  | nos
ML_HPS0133 | Air seperator | Air seperator 125 PSI, 250mm connection |  |  | nos
ML_HPS0134 | Air seperator | Air seperator 125 PSI, 300mm connection |  |  | nos
ML_HPS0135 | Air seperator | Air seperator 125 PSI, 350mm connection |  |  | nos
ML_HPS0136 | Air seperator | Air seperator 125 PSI, 400mm connection |  |  | nos
ML_HPS0137 | Air seperator | Air seperator 125 PSI, 450mm connection |  |  | nos
ML_HPS0138 | Air seperator | Air seperator 125 PSI, 500mm connection |  |  | nos
ML_HPS0139 | Air seperator | Air seperator 150 PSI, 50mm connection |  |  | nos
ML_HPS0140 | Air seperator | Air seperator 150 PSI, 100mm connection |  |  | nos
ML_HPS0141 | Air seperator | Air seperator 150 PSI, 150mm connection |  |  | nos
ML_HPS0142 | Air seperator | Air seperator 150 PSI, 200mm connection |  |  | nos
ML_HPS0143 | Air seperator | Air seperator 150 PSI, 250mm connection |  |  | nos
ML_HPS0144 | Air seperator | Air seperator 150 PSI, 300mm connection |  |  | nos
ML_HPS0145 | Air seperator | Air seperator 150 PSI, 350mm connection |  |  | nos
ML_HPS0146 | Air seperator | Air seperator 150 PSI, 400mm connection |  |  | nos
ML_HPS0147 | Air seperator | Air seperator 150 PSI, 450mm connection |  |  | nos
ML_HPS0148 | Air seperator | Air seperator 150 PSI, 500mm connection |  |  | nos
ML_HPS0149 | Air seperator | Air seperator 250 PSI, 50mm connection |  |  | nos
ML_HPS0150 | Air seperator | Air seperator 250 PSI, 100mm connection |  |  | nos
ML_HPS0151 | Air seperator | Air seperator 250 PSI, 150mm connection |  |  | nos
ML_HPS0152 | Air seperator | Air seperator 250 PSI, 200mm connection |  |  | nos
ML_HPS0153 | Air seperator | Air seperator 250 PSI, 250mm connection |  |  | nos
ML_HPS0154 | Air seperator | Air seperator 250 PSI, 300mm connection |  |  | nos
ML_HPS0155 | Air seperator | Air seperator 250 PSI, 350mm connection |  |  | nos
ML_HPS0156 | Air seperator | Air seperator 250 PSI, 400mm connection |  |  | nos
ML_HPS0157 | Air seperator | Air seperator 250 PSI, 450mm connection |  |  | nos
ML_HPS0158 | Air seperator | Air seperator 250 PSI, 500mm connection |  |  | nos
ML_HPS0159 | Air seperator | Air seperator 300 PSI, 50mm connection |  |  | nos
ML_HPS0160 | Air seperator | Air seperator 300 PSI, 100mm connection |  |  | nos
ML_HPS0161 | Air seperator | Air seperator 300 PSI, 150mm connection |  |  | nos
ML_HPS0162 | Air seperator | Air seperator 300 PSI, 200mm connection |  |  | nos
ML_HPS0163 | Air seperator | Air seperator 300 PSI, 250mm connection |  |  | nos
ML_HPS0164 | Air seperator | Air seperator 300 PSI, 300mm connection |  |  | nos
ML_HPS0165 | Air seperator | Air seperator 300 PSI, 350mm connection |  |  | nos
ML_HPS0166 | Air seperator | Air seperator 300 PSI, 400mm connection |  |  | nos
ML_HPS0167 | Air seperator | Air seperator 300 PSI, 450mm connection |  |  | nos
ML_HPS0168 | Air seperator | Air seperator 300 PSI, 500mm connection |  |  | nos
ML_HUNRV001 | Non Return Valve | 15mm dia Screwed Forged brass Non return Valve, PN 1.0 |  |  | nos
ML_HUNRV002 | Non Return Valve | 20mm dia Screwed Forged brass Non return Valve, PN 1.0 |  |  | nos
ML_HUNRV003 | Non Return Valve | 25mm dia Screwed Forged brass Non return Valve, PN 1.0 |  |  | nos
ML_HUNRV004 | Non Return Valve | 32mm dia Screwed Forged brass Non return Valve, PN 1.0 |  |  | nos
ML_HUNRV005 | Non Return Valve | 40mm dia Screwed Forged brass Non return Valve, PN 1.0 |  |  | nos
ML_HUNRV006 | Non Return Valve | 50mm dia Screwed Forged brass Non return Valve, PN 1.0 |  |  | nos
ML_HUNRV007 | Non Return Valve | 65mm dia Screwed Forged brass Non return Valve, PN 1.0 |  |  | nos
ML_HUNRV008 | Non Return Valve | 80mm dia Screwed Forged brass Non return Valve, PN 1.0 |  |  | nos
ML_HUNRV009 | Non Return Valve | 100mm dia Screwed Forged brass Non return Valve, PN 1.0 |  |  | nos
ML_HUNRV010 | Non Return Valve | 40mm dia Screwed Forged brass Non return Valve, PN 1.6 |  |  | nos
ML_HUNRV011 | Non Return Valve | 50mm dia Screwed Forged brass Non return Valve, PN 1.6 |  |  | nos
ML_HUNRV012 | Non Return Valve | 65mm dia Screwed Forged brass Non return Valve, PN 1.6 |  |  | nos
ML_HUNRV013 | Non Return Valve | 80mm dia Screwed Forged brass Non return Valve, PN 1.6 |  |  | nos
ML_HUNRV014 | Non Return Valve | 100mm dia Screwed Forged brass Non return Valve, PN 1.6 |  |  | nos
ML_HUNRV015 | Non Return Valve | 15mm dia Screwed Bronze Non return Valve, PN 1.0 |  |  | nos
ML_HUNRV016 | Non Return Valve | 20mm dia Screwed Bronze Non return Valve, PN 1.0 |  |  | nos
ML_HUNRV017 | Non Return Valve | 25mm dia Screwed Bronze Non return Valve, PN 1.0 |  |  | nos
ML_HUNRV018 | Non Return Valve | 32mm dia Screwed Bronze Non return Valve, PN 1.0 |  |  | nos
ML_HUNRV019 | Non Return Valve | 40mm dia Screwed Bronze Non return Valve, PN 1.0 |  |  | nos
ML_HUNRV020 | Non Return Valve | 40mm dia Screwed Bronze Non return Valve, PN 1.6 |  |  | nos
ML_HUNRV021 | Non Return Valve | 15mm dia Screwed Lead free Brass Non return Valve, PN 1.0 |  |  | nos
ML_HUNRV022 | Non Return Valve | 20mm dia Screwed Lead free Brass Non return Valve, PN 1.0 |  |  | nos
ML_HUNRV023 | Non Return Valve | 25mm dia Screwed Lead free Brass Non return Valve, PN 1.0 |  |  | nos
ML_HUNRV024 | Non Return Valve | 32mm dia Screwed Lead free Brass Non return Valve, PN 1.0 |  |  | nos
ML_HUNRV025 | Non Return Valve | 40mm dia Screwed Lead free Brass Non return Valve, PN 1.0 |  |  | nos
ML_HUNRV026 | Non Return Valve | 50mm dia Screwed Lead free Brass Non return Valve, PN 1.0 |  |  | nos
ML_HUNRV027 | Non Return Valve | 65mm dia Screwed Lead free Brass Non return Valve, PN 1.0 |  |  | nos
ML_HUNRV028 | Non Return Valve | 80mm dia Screwed Lead free Brass Non return Valve, PN 1.0 |  |  | nos
ML_HUNRV029 | Non Return Valve | 100mm dia Screwed Lead free Brass Non return Valve, PN 1.0 |  |  | nos
ML_HUNRV030 | Non Return Valve | 40mm dia Screwed Lead free Brass Non return Valve, PN 1.6 |  |  | nos
ML_HUNRV031 | Non Return Valve | 50mm dia Screwed Lead free Brass Non return Valve, PN 1.6 |  |  | nos
ML_HUNRV032 | Non Return Valve | 65mm dia Screwed Lead free Brass Non return Valve, PN 1.6 |  |  | nos
ML_HUNRV033 | Non Return Valve | 80mm dia Screwed Lead free Brass Non return Valve, PN 1.6 |  |  | nos
ML_HUNRV034 | Non Return Valve | 100mm dia Screwed Lead free Brass Non return Valve, PN 1.6 |  |  | nos
ML_HUNRV035 | Non Return Valve | 15mm dia Screwed Gun Metal Non return Valve, PN 1.0 |  |  | nos
ML_HUNRV036 | Non Return Valve | 20mm dia Screwed Gun Metal Non return Valve, PN 1.0 |  |  | nos
ML_HUNRV037 | Non Return Valve | 25mm dia Screwed Gun Metal Non return Valve, PN 1.0 |  |  | nos
ML_HUNRV038 | Non Return Valve | 32mm dia Screwed Gun Metal Non return Valve, PN 1.0 |  |  | nos
ML_HUNRV039 | Non Return Valve | 40mm dia Screwed Gun Metal Non return Valve, PN 1.0 |  |  | nos
ML_HUNRV040 | Non Return Valve | 50mm dia Screwed Gun Metal Non return Valve, PN 1.0 |  |  | nos
ML_HUNRV041 | Non Return Valve | 65mm dia Screwed Gun Metal Non return Valve, PN 1.0 |  |  | nos
ML_HUNRV042 | Non Return Valve | 80mm dia Screwed Gun Metal Non return Valve, PN 1.0 |  |  | nos
ML_HUNRV043 | Non Return Valve | 100mm dia Screwed Gun Metal Non return Valve, PN 1.0 |  |  | nos
ML_HUNRV044 | Non Return Valve | 50mm dia CI Non return Valve with Rubber flap, PN 1.0 |  |  | nos
ML_HUNRV045 | Non Return Valve | 65mm dia CI Non return Valve with Rubber flap, PN 1.0 |  |  | nos
ML_HUNRV046 | Non Return Valve | 80mm dia CI Non return Valve with Rubber flap, PN 1.0 |  |  | nos
ML_HUNRV047 | Non Return Valve | 100mm dia CI Non return Valve with Rubber flap, PN 1.0 |  |  | nos
ML_HUNRV048 | Non Return Valve | 125mm dia CI Non return Valve with Rubber flap, PN 1.0 |  |  | nos
ML_HUNRV049 | Non Return Valve | 150mm dia CI Non return Valve with Rubber flap, PN 1.0 |  |  | nos
ML_HUNRV050 | Non Return Valve | 200mm dia CI Non return Valve with Rubber flap, PN 1.0 |  |  | nos
ML_HUNRV051 | Non Return Valve | 250mm dia CI Non return Valve with Rubber flap, PN 1.0 |  |  | nos
ML_HUNRV052 | Non Return Valve | 300mm dia CI Non return Valve with Rubber flap, PN 1.0 |  |  | nos
ML_HUNRV053 | Non Return Valve | 350mm dia CI Non return Valve with Rubber flap, PN 1.0 |  |  | nos
ML_HUNRV054 | Non Return Valve | 400mm dia CI Non return Valve with Rubber flap, PN 1.0 |  |  | nos
ML_HUNRV055 | Non Return Valve | 450mm dia CI Non return Valve with Rubber flap, PN 1.0 |  |  | nos
ML_HUNRV056 | Non Return Valve | 500mm dia CI Non return Valve with Rubber flap, PN 1.0 |  |  | nos
ML_HUNRV057 | Non Return Valve | 50mm dia CI Non return Valve with Rubber flap, PN 1.6 |  |  | nos
ML_HUNRV058 | Non Return Valve | 65mm dia CI Non return Valve with Rubber flap, PN 1.6 |  |  | nos
ML_HUNRV059 | Non Return Valve | 80mm dia CI Non return Valve with Rubber flap, PN 1.6 |  |  | nos
ML_HUNRV060 | Non Return Valve | 100mm dia CI Non return Valve with Rubber flap, PN 1.6 |  |  | nos
ML_HUNRV061 | Non Return Valve | 125mm dia CI Non return Valve with Rubber flap, PN 1.6 |  |  | nos
ML_HUNRV062 | Non Return Valve | 150mm dia CI Non return Valve with Rubber flap, PN 1.6 |  |  | nos
ML_HUNRV063 | Non Return Valve | 200mm dia CI Non return Valve with Rubber flap, PN 1.6 |  |  | nos
ML_HUNRV064 | Non Return Valve | 250mm dia CI Non return Valve with Rubber flap, PN 1.6 |  |  | nos
ML_HUNRV065 | Non Return Valve | 300mm dia CI Non return Valve with Rubber flap, PN 1.6 |  |  | nos
ML_HUNRV066 | Non Return Valve | 350mm dia CI Non return Valve with Rubber flap, PN 1.6 |  |  | nos
ML_HUNRV067 | Non Return Valve | 400mm dia CI Non return Valve with Rubber flap, PN 1.6 |  |  | nos
ML_HUNRV068 | Non Return Valve | 450mm dia CI Non return Valve with Rubber flap, PN 1.6 |  |  | nos
ML_HUNRV069 | Non Return Valve | 500mm dia CI Non return Valve with Rubber flap, PN 1.6 |  |  | nos
ML_HUNRV070 | Non Return Valve | 50mm dia DI Non return Valve with Rubber flap, PN 1.6 |  |  | nos
ML_HUNRV071 | Non Return Valve | 65mm dia DI Non return Valve with Rubber flap, PN 1.6 |  |  | nos
ML_HUNRV072 | Non Return Valve | 80mm dia DI Non return Valve with Rubber flap, PN 1.6 |  |  | nos
ML_HUNRV073 | Non Return Valve | 100mm dia DI Non return Valve with Rubber flap, PN 1.6 |  |  | nos
ML_HUNRV074 | Non Return Valve | 125mm dia DI Non return Valve with Rubber flap, PN 1.6 |  |  | nos
ML_HUNRV075 | Non Return Valve | 150mm dia DI Non return Valve with Rubber flap, PN 1.6 |  |  | nos
ML_HUNRV076 | Non Return Valve | 200mm dia DI Non return Valve with Rubber flap, PN 1.6 |  |  | nos
ML_HUNRV077 | Non Return Valve | 250mm dia DI Non return Valve with Rubber flap, PN 1.6 |  |  | nos
ML_HUNRV078 | Non Return Valve | 300mm dia DI Non return Valve with Rubber flap, PN 1.6 |  |  | nos
ML_HUNRV079 | Non Return Valve | 350mm dia DI Non return Valve with Rubber flap, PN 1.6 |  |  | nos
ML_HUNRV080 | Non Return Valve | 400mm dia DI Non return Valve with Rubber flap, PN 1.6 |  |  | nos
ML_HUNRV081 | Non Return Valve | 450mm dia DI Non return Valve with Rubber flap, PN 1.6 |  |  | nos
ML_HUNRV082 | Non Return Valve | 500mm dia DI Non return Valve with Rubber flap, PN 1.6 |  |  | nos
ML_HUNRV083 | Non Return Valve | 50mm dia CI Non return Valve with GM flap, PN 1.0 |  |  | nos
ML_HUNRV084 | Non Return Valve | 65mm dia CI Non return Valve with GM flap, PN 1.0 |  |  | nos
ML_HUNRV085 | Non Return Valve | 80mm dia CI Non return Valve with GM flap, PN 1.0 |  |  | nos
ML_HUNRV086 | Non Return Valve | 100mm dia CI Non return Valve with GM flap, PN 1.0 |  |  | nos
ML_HUNRV087 | Non Return Valve | 125mm dia CI Non return Valve with GM flap, PN 1.0 |  |  | nos
ML_HUNRV088 | Non Return Valve | 150mm dia CI Non return Valve with GM flap, PN 1.0 |  |  | nos
ML_HUNRV089 | Non Return Valve | 200mm dia CI Non return Valve with GM flap, PN 1.0 |  |  | nos
ML_HUNRV090 | Non Return Valve | 250mm dia CI Non return Valve with GM flap, PN 1.0 |  |  | nos
ML_HUNRV091 | Non Return Valve | 300mm dia CI Non return Valve with GM flap, PN 1.0 |  |  | nos
ML_HUNRV092 | Non Return Valve | 350mm dia CI Non return Valve with GM flap, PN 1.0 |  |  | nos
ML_HUNRV093 | Non Return Valve | 400mm dia CI Non return Valve with GM flap, PN 1.0 |  |  | nos
ML_HUNRV094 | Non Return Valve | 450mm dia CI Non return Valve with GM flap, PN 1.0 |  |  | nos
ML_HUNRV095 | Non Return Valve | 500mm dia CI Non return Valve with GM flap, PN 1.0 |  |  | nos
ML_HUNRV096 | Non Return Valve | 50mm dia CI Non return Valve with GM flap, PN 1.6 |  |  | nos
ML_HUNRV097 | Non Return Valve | 65mm dia CI Non return Valve with GM flap, PN 1.6 |  |  | nos
ML_HUNRV098 | Non Return Valve | 80mm dia CI Non return Valve with GM flap, PN 1.6 |  |  | nos
ML_HUNRV099 | Non Return Valve | 100mm dia CI Non return Valve with GM flap, PN 1.6 |  |  | nos
ML_HUNRV100 | Non Return Valve | 125mm dia CI Non return Valve with GM flap, PN 1.6 |  |  | nos
ML_HUNRV101 | Non Return Valve | 150mm dia CI Non return Valve with GM flap, PN 1.6 |  |  | nos
ML_HUNRV102 | Non Return Valve | 200mm dia CI Non return Valve with GM flap, PN 1.6 |  |  | nos
ML_HUNRV103 | Non Return Valve | 250mm dia CI Non return Valve with GM flap, PN 1.6 |  |  | nos
ML_HUNRV104 | Non Return Valve | 300mm dia CI Non return Valve with GM flap, PN 1.6 |  |  | nos
ML_HUNRV105 | Non Return Valve | 350mm dia CI Non return Valve with GM flap, PN 1.6 |  |  | nos
ML_HUNRV106 | Non Return Valve | 400mm dia CI Non return Valve with GM flap, PN 1.6 |  |  | nos
ML_HUNRV107 | Non Return Valve | 450mm dia CI Non return Valve with GM flap, PN 1.6 |  |  | nos
ML_HUNRV108 | Non Return Valve | 500mm dia CI Non return Valve with GM flap, PN 1.6 |  |  | nos
ML_HUNRV109 | Non Return Valve | 50mm dia CI Dual plate Non return Valve, DI closure plate, PN 1.0 |  |  | nos
ML_HUNRV110 | Non Return Valve | 65mm dia CI Dual plate Non return Valve, DI closure plate, PN 1.0 |  |  | nos
ML_HUNRV111 | Non Return Valve | 80mm dia CI Dual plate Non return Valve, DI closure plate, PN 1.0 |  |  | nos
ML_HUNRV112 | Non Return Valve | 100mm dia CI Dual plate Non return Valve, DI closure plate, PN 1.0 |  |  | nos
ML_HUNRV113 | Non Return Valve | 125mm dia CI Dual plate Non return Valve, DI closure plate, PN 1.0 |  |  | nos
ML_HUNRV114 | Non Return Valve | 150mm dia CI Dual plate Non return Valve, DI closure plate, PN 1.0 |  |  | nos
ML_HUNRV115 | Non Return Valve | 200mm dia CI Dual plate Non return Valve, DI closure plate, PN 1.0 |  |  | nos
ML_HUNRV116 | Non Return Valve | 250mm dia CI Dual plate Non return Valve, DI closure plate, PN 1.0 |  |  | nos
ML_HUNRV117 | Non Return Valve | 300mm dia CI Dual plate Non return Valve, DI closure plate, PN 1.0 |  |  | nos
ML_HUNRV118 | Non Return Valve | 350mm dia CI Dual plate Non return Valve, DI closure plate, PN 1.0 |  |  | nos
ML_HUNRV119 | Non Return Valve | 400mm dia CI Dual plate Non return Valve, DI closure plate, PN 1.0 |  |  | nos
ML_HUNRV120 | Non Return Valve | 450mm dia CI Dual plate Non return Valve, DI closure plate, PN 1.0 |  |  | nos
ML_HUNRV121 | Non Return Valve | 500mm dia CI Dual plate Non return Valve, DI closure plate, PN 1.0 |  |  | nos
ML_HUNRV122 | Non Return Valve | 600mm dia CI Dual plate Non return Valve, DI closure plate, PN 1.0 |  |  | nos
ML_HUNRV123 | Non Return Valve | 50mm dia CI Dual plate Non return Valve, SS 304 closure plate, PN 1.0 |  |  | nos
ML_HUNRV124 | Non Return Valve | 65mm dia CI Dual plate Non return Valve, SS 304 closure plate, PN 1.0 |  |  | nos
ML_HUNRV125 | Non Return Valve | 80mm dia CI Dual plate Non return Valve, SS 304 closure plate, PN 1.0 |  |  | nos
ML_HUNRV126 | Non Return Valve | 100mm dia CI Dual plate Non return Valve, SS 304 closure plate, PN 1.0 |  |  | nos
ML_HUNRV127 | Non Return Valve | 125mm dia CI Dual plate Non return Valve, SS 304 closure plate, PN 1.0 |  |  | nos
ML_HUNRV128 | Non Return Valve | 150mm dia CI Dual plate Non return Valve, SS 304 closure plate, PN 1.0 |  |  | nos
ML_HUNRV129 | Non Return Valve | 200mm dia CI Dual plate Non return Valve, SS 304 closure plate, PN 1.0 |  |  | nos
ML_HUNRV130 | Non Return Valve | 250mm dia CI Dual plate Non return Valve, SS 304 closure plate, PN 1.0 |  |  | nos
ML_HUNRV131 | Non Return Valve | 300mm dia CI Dual plate Non return Valve, SS 304 closure plate, PN 1.0 |  |  | nos
ML_HUNRV132 | Non Return Valve | 350mm dia CI Dual plate Non return Valve, SS 304 closure plate, PN 1.0 |  |  | nos
ML_HUNRV133 | Non Return Valve | 400mm dia CI Dual plate Non return Valve, SS 304 closure plate, PN 1.0 |  |  | nos
ML_HUNRV134 | Non Return Valve | 450mm dia CI Dual plate Non return Valve, SS 304 closure plate, PN 1.0 |  |  | nos
ML_HUNRV135 | Non Return Valve | 500mm dia CI Dual plate Non return Valve, SS 304 closure plate, PN 1.0 |  |  | nos
ML_HUNRV136 | Non Return Valve | 600mm dia CI Dual plate Non return Valve, SS 304 closure plate, PN 1.0 |  |  | nos
ML_HUNRV137 | Non Return Valve | 50mm dia CI Dual plate Non return Valve, SS 316 closure plate, PN 1.0 |  |  | nos
ML_HUNRV138 | Non Return Valve | 65mm dia CI Dual plate Non return Valve, SS 316 closure plate, PN 1.0 |  |  | nos
ML_HUNRV139 | Non Return Valve | 80mm dia CI Dual plate Non return Valve, SS 316 closure plate, PN 1.0 |  |  | nos
ML_HUNRV140 | Non Return Valve | 100mm dia CI Dual plate Non return Valve, SS 316 closure plate, PN 1.0 |  |  | nos
ML_HUNRV141 | Non Return Valve | 125mm dia CI Dual plate Non return Valve, SS 316 closure plate, PN 1.0 |  |  | nos
ML_HUNRV142 | Non Return Valve | 150mm dia CI Dual plate Non return Valve, SS 316 closure plate, PN 1.0 |  |  | nos
ML_HUNRV143 | Non Return Valve | 200mm dia CI Dual plate Non return Valve, SS 316 closure plate, PN 1.0 |  |  | nos
ML_HUNRV144 | Non Return Valve | 250mm dia CI Dual plate Non return Valve, SS 316 closure plate, PN 1.0 |  |  | nos
ML_HUNRV145 | Non Return Valve | 300mm dia CI Dual plate Non return Valve, SS 316 closure plate, PN 1.0 |  |  | nos
ML_HUNRV146 | Non Return Valve | 350mm dia CI Dual plate Non return Valve, SS 316 closure plate, PN 1.0 |  |  | nos
ML_HUNRV147 | Non Return Valve | 400mm dia CI Dual plate Non return Valve, SS 316 closure plate, PN 1.0 |  |  | nos
ML_HUNRV148 | Non Return Valve | 450mm dia CI Dual plate Non return Valve, SS 316 closure plate, PN 1.0 |  |  | nos
ML_HUNRV149 | Non Return Valve | 500mm dia CI Dual plate Non return Valve, SS 316 closure plate, PN 1.0 |  |  | nos
ML_HUNRV150 | Non Return Valve | 600mm dia CI Dual plate Non return Valve, SS 316 closure plate, PN 1.0 |  |  | nos
ML_HUNRV151 | Non Return Valve | 50mm dia CI Dual plate Non return Valve, DI closure plate, PN 1.6 |  |  | nos
ML_HUNRV152 | Non Return Valve | 65mm dia CI Dual plate Non return Valve, DI closure plate, PN 1.6 |  |  | nos
ML_HUNRV153 | Non Return Valve | 80mm dia CI Dual plate Non return Valve, DI closure plate, PN 1.6 |  |  | nos
ML_HUNRV154 | Non Return Valve | 100mm dia CI Dual plate Non return Valve, DI closure plate, PN 1.6 |  |  | nos
ML_HUNRV155 | Non Return Valve | 125mm dia CI Dual plate Non return Valve, DI closure plate, PN 1.6 |  |  | nos
ML_HUNRV156 | Non Return Valve | 150mm dia CI Dual plate Non return Valve, DI closure plate, PN 1.6 |  |  | nos
ML_HUNRV157 | Non Return Valve | 200mm dia CI Dual plate Non return Valve, DI closure plate, PN 1.6 |  |  | nos
ML_HUNRV158 | Non Return Valve | 250mm dia CI Dual plate Non return Valve, DI closure plate, PN 1.6 |  |  | nos
ML_HUNRV159 | Non Return Valve | 300mm dia CI Dual plate Non return Valve, DI closure plate, PN 1.6 |  |  | nos
ML_HUNRV160 | Non Return Valve | 350mm dia CI Dual plate Non return Valve, DI closure plate, PN 1.6 |  |  | nos
ML_HUNRV161 | Non Return Valve | 400mm dia CI Dual plate Non return Valve, DI closure plate, PN 1.6 |  |  | nos
ML_HUNRV162 | Non Return Valve | 450mm dia CI Dual plate Non return Valve, DI closure plate, PN 1.6 |  |  | nos
ML_HUNRV163 | Non Return Valve | 500mm dia CI Dual plate Non return Valve, DI closure plate, PN 1.6 |  |  | nos
ML_HUNRV164 | Non Return Valve | 600mm dia CI Dual plate Non return Valve, DI closure plate, PN 1.6 |  |  | nos
ML_HUNRV165 | Non Return Valve | 50mm dia CI Dual plate Non return Valve, SS 304 closure plate, PN 1.6 |  |  | nos
ML_HUNRV166 | Non Return Valve | 65mm dia CI Dual plate Non return Valve, SS 304 closure plate, PN 1.6 |  |  | nos
ML_HUNRV167 | Non Return Valve | 80mm dia CI Dual plate Non return Valve, SS 304 closure plate, PN 1.6 |  |  | nos
ML_HUNRV168 | Non Return Valve | 100mm dia CI Dual plate Non return Valve, SS 304 closure plate, PN 1.6 |  |  | nos
ML_HUNRV169 | Non Return Valve | 125mm dia CI Dual plate Non return Valve, SS 304 closure plate, PN 1.6 |  |  | nos
ML_HUNRV170 | Non Return Valve | 150mm dia CI Dual plate Non return Valve, SS 304 closure plate, PN 1.6 |  |  | nos
ML_HUNRV171 | Non Return Valve | 200mm dia CI Dual plate Non return Valve, SS 304 closure plate, PN 1.6 |  |  | nos
ML_HUNRV172 | Non Return Valve | 250mm dia CI Dual plate Non return Valve, SS 304 closure plate, PN 1.6 |  |  | nos
ML_HUNRV173 | Non Return Valve | 300mm dia CI Dual plate Non return Valve, SS 304 closure plate, PN 1.6 |  |  | nos
ML_HUNRV174 | Non Return Valve | 350mm dia CI Dual plate Non return Valve, SS 304 closure plate, PN 1.6 |  |  | nos
ML_HUNRV175 | Non Return Valve | 400mm dia CI Dual plate Non return Valve, SS 304 closure plate, PN 1.6 |  |  | nos
ML_HUNRV176 | Non Return Valve | 450mm dia CI Dual plate Non return Valve, SS 304 closure plate, PN 1.6 |  |  | nos
ML_HUNRV177 | Non Return Valve | 500mm dia CI Dual plate Non return Valve, SS 304 closure plate, PN 1.6 |  |  | nos
ML_HUNRV178 | Non Return Valve | 600mm dia CI Dual plate Non return Valve, SS 304 closure plate, PN 1.6 |  |  | nos
ML_HUNRV179 | Non Return Valve | 50mm dia CI Dual plate Non return Valve, SS 316 closure plate, PN 1.6 |  |  | nos
ML_HUNRV180 | Non Return Valve | 65mm dia CI Dual plate Non return Valve, SS 316 closure plate, PN 1.6 |  |  | nos
ML_HUNRV181 | Non Return Valve | 80mm dia CI Dual plate Non return Valve, SS 316 closure plate, PN 1.6 |  |  | nos
ML_HUNRV182 | Non Return Valve | 100mm dia CI Dual plate Non return Valve, SS 316 closure plate, PN 1.6 |  |  | nos
ML_HUNRV183 | Non Return Valve | 125mm dia CI Dual plate Non return Valve, SS 316 closure plate, PN 1.6 |  |  | nos
ML_HUNRV184 | Non Return Valve | 150mm dia CI Dual plate Non return Valve, SS 316 closure plate, PN 1.6 |  |  | nos
ML_HUNRV185 | Non Return Valve | 200mm dia CI Dual plate Non return Valve, SS 316 closure plate, PN 1.6 |  |  | nos
ML_HUNRV186 | Non Return Valve | 250mm dia CI Dual plate Non return Valve, SS 316 closure plate, PN 1.6 |  |  | nos
ML_HUNRV187 | Non Return Valve | 300mm dia CI Dual plate Non return Valve, SS 316 closure plate, PN 1.6 |  |  | nos
ML_HUNRV188 | Non Return Valve | 350mm dia CI Dual plate Non return Valve, SS 316 closure plate, PN 1.6 |  |  | nos
ML_HUNRV189 | Non Return Valve | 400mm dia CI Dual plate Non return Valve, SS 316 closure plate, PN 1.6 |  |  | nos
ML_HUNRV190 | Non Return Valve | 450mm dia CI Dual plate Non return Valve, SS 316 closure plate, PN 1.6 |  |  | nos
ML_HUNRV191 | Non Return Valve | 500mm dia CI Dual plate Non return Valve, SS 316 closure plate, PN 1.6 |  |  | nos
ML_HUNRV192 | Non Return Valve | 600mm dia CI Dual plate Non return Valve, SS 316 closure plate, PN 1.6 |  |  | nos
ML_HUNRV193 | Non Return Valve | 50mm dia DI Dual plate Non return Valve, DI closure plate, PN 1.6 |  |  | nos
ML_HUNRV194 | Non Return Valve | 65mm dia DI Dual plate Non return Valve, DI closure plate, PN 1.6 |  |  | nos
ML_HUNRV195 | Non Return Valve | 80mm dia DI Dual plate Non return Valve, DI closure plate, PN 1.6 |  |  | nos
ML_HUNRV196 | Non Return Valve | 100mm dia DI Dual plate Non return Valve, DI closure plate, PN 1.6 |  |  | nos
ML_HUNRV197 | Non Return Valve | 125mm dia DI Dual plate Non return Valve, DI closure plate, PN 1.6 |  |  | nos
ML_HUNRV198 | Non Return Valve | 150mm dia DI Dual plate Non return Valve, DI closure plate, PN 1.6 |  |  | nos
ML_HUNRV199 | Non Return Valve | 200mm dia DI Dual plate Non return Valve, DI closure plate, PN 1.6 |  |  | nos
ML_HUNRV200 | Non Return Valve | 250mm dia DI Dual plate Non return Valve, DI closure plate, PN 1.6 |  |  | nos
ML_HUNRV201 | Non Return Valve | 300mm dia DI Dual plate Non return Valve, DI closure plate, PN 1.6 |  |  | nos
ML_HUNRV202 | Non Return Valve | 350mm dia DI Dual plate Non return Valve, DI closure plate, PN 1.6 |  |  | nos
ML_HUNRV203 | Non Return Valve | 400mm dia DI Dual plate Non return Valve, DI closure plate, PN 1.6 |  |  | nos
ML_HUNRV204 | Non Return Valve | 450mm dia DI Dual plate Non return Valve, DI closure plate, PN 1.6 |  |  | nos
ML_HUNRV205 | Non Return Valve | 500mm dia DI Dual plate Non return Valve, DI closure plate, PN 1.6 |  |  | nos
ML_HUNRV206 | Non Return Valve | 600mm dia DI Dual plate Non return Valve, DI closure plate, PN 1.6 |  |  | nos
ML_HUNRV207 | Non Return Valve | 50mm dia DI Dual plate Non return Valve, SS 304 closure plate, PN 1.6 |  |  | nos
ML_HUNRV208 | Non Return Valve | 65mm dia DI Dual plate Non return Valve, SS 304 closure plate, PN 1.6 |  |  | nos
ML_HUNRV209 | Non Return Valve | 80mm dia DI Dual plate Non return Valve, SS 304 closure plate, PN 1.6 |  |  | nos
ML_HUNRV210 | Non Return Valve | 100mm dia DI Dual plate Non return Valve, SS 304 closure plate, PN 1.6 |  |  | nos
ML_HUNRV211 | Non Return Valve | 125mm dia DI Dual plate Non return Valve, SS 304 closure plate, PN 1.6 |  |  | nos
ML_HUNRV212 | Non Return Valve | 150mm dia DI Dual plate Non return Valve, SS 304 closure plate, PN 1.6 |  |  | nos
ML_HUNRV213 | Non Return Valve | 200mm dia DI Dual plate Non return Valve, SS 304 closure plate, PN 1.6 |  |  | nos
ML_HUNRV214 | Non Return Valve | 250mm dia DI Dual plate Non return Valve, SS 304 closure plate, PN 1.6 |  |  | nos
ML_HUNRV215 | Non Return Valve | 300mm dia DI Dual plate Non return Valve, SS 304 closure plate, PN 1.6 |  |  | nos
ML_HUNRV216 | Non Return Valve | 350mm dia DI Dual plate Non return Valve, SS 304 closure plate, PN 1.6 |  |  | nos
ML_HUNRV217 | Non Return Valve | 400mm dia DI Dual plate Non return Valve, SS 304 closure plate, PN 1.6 |  |  | nos
ML_HUNRV218 | Non Return Valve | 450mm dia DI Dual plate Non return Valve, SS 304 closure plate, PN 1.6 |  |  | nos
ML_HUNRV219 | Non Return Valve | 500mm dia DI Dual plate Non return Valve, SS 304 closure plate, PN 1.6 |  |  | nos
ML_HUNRV220 | Non Return Valve | 600mm dia DI Dual plate Non return Valve, SS 304 closure plate, PN 1.6 |  |  | nos
ML_HUNRV221 | Non Return Valve | 50mm dia DI Dual plate Non return Valve, SS 316 closure plate, PN 1.6 |  |  | nos
ML_HUNRV222 | Non Return Valve | 65mm dia DI Dual plate Non return Valve, SS 316 closure plate, PN 1.6 |  |  | nos
ML_HUNRV223 | Non Return Valve | 80mm dia DI Dual plate Non return Valve, SS 316 closure plate, PN 1.6 |  |  | nos
ML_HUNRV224 | Non Return Valve | 100mm dia DI Dual plate Non return Valve, SS 316 closure plate, PN 1.6 |  |  | nos
ML_HUNRV225 | Non Return Valve | 125mm dia DI Dual plate Non return Valve, SS 316 closure plate, PN 1.6 |  |  | nos
ML_HUNRV226 | Non Return Valve | 150mm dia DI Dual plate Non return Valve, SS 316 closure plate, PN 1.6 |  |  | nos
ML_HUNRV227 | Non Return Valve | 200mm dia DI Dual plate Non return Valve, SS 316 closure plate, PN 1.6 |  |  | nos
ML_HUNRV228 | Non Return Valve | 250mm dia DI Dual plate Non return Valve, SS 316 closure plate, PN 1.6 |  |  | nos
ML_HUNRV229 | Non Return Valve | 300mm dia DI Dual plate Non return Valve, SS 316 closure plate, PN 1.6 |  |  | nos
ML_HUNRV230 | Non Return Valve | 350mm dia DI Dual plate Non return Valve, SS 316 closure plate, PN 1.6 |  |  | nos
ML_HUNRV231 | Non Return Valve | 400mm dia DI Dual plate Non return Valve, SS 316 closure plate, PN 1.6 |  |  | nos
ML_HUNRV232 | Non Return Valve | 450mm dia DI Dual plate Non return Valve, SS 316 closure plate, PN 1.6 |  |  | nos
ML_HUNRV233 | Non Return Valve | 500mm dia DI Dual plate Non return Valve, SS 316 closure plate, PN 1.6 |  |  | nos
ML_HUNRV234 | Non Return Valve | 600mm dia DI Dual plate Non return Valve, SS 316 closure plate, PN 1.6 |  |  | nos
ML_HUNRV235 | Non Return Valve | 50mm dia DI Dual plate Non return Valve, DI closure plate, PN 2.0 |  |  | nos
ML_HUNRV236 | Non Return Valve | 65mm dia DI Dual plate Non return Valve, DI closure plate, PN 2.0 |  |  | nos
ML_HUNRV237 | Non Return Valve | 80mm dia DI Dual plate Non return Valve, DI closure plate, PN 2.0 |  |  | nos
ML_HUNRV238 | Non Return Valve | 100mm dia DI Dual plate Non return Valve, DI closure plate, PN 2.0 |  |  | nos
ML_HUNRV239 | Non Return Valve | 125mm dia DI Dual plate Non return Valve, DI closure plate, PN 2.0 |  |  | nos
ML_HUNRV240 | Non Return Valve | 150mm dia DI Dual plate Non return Valve, DI closure plate, PN 2.0 |  |  | nos
ML_HUNRV241 | Non Return Valve | 200mm dia DI Dual plate Non return Valve, DI closure plate, PN 2.0 |  |  | nos
ML_HUNRV242 | Non Return Valve | 250mm dia DI Dual plate Non return Valve, DI closure plate, PN 2.0 |  |  | nos
ML_HUNRV243 | Non Return Valve | 300mm dia DI Dual plate Non return Valve, DI closure plate, PN 2.0 |  |  | nos
ML_HUNRV244 | Non Return Valve | 50mm dia DI Dual plate Non return Valve, SS 304 closure plate, PN 2.0 |  |  | nos
ML_HUNRV245 | Non Return Valve | 65mm dia DI Dual plate Non return Valve, SS 304 closure plate, PN 2.0 |  |  | nos
ML_HUNRV246 | Non Return Valve | 80mm dia DI Dual plate Non return Valve, SS 304 closure plate, PN 2.0 |  |  | nos
ML_HUNRV247 | Non Return Valve | 100mm dia DI Dual plate Non return Valve, SS 304 closure plate, PN 2.0 |  |  | nos
ML_HUNRV248 | Non Return Valve | 125mm dia DI Dual plate Non return Valve, SS 304 closure plate, PN 2.0 |  |  | nos
ML_HUNRV249 | Non Return Valve | 150mm dia DI Dual plate Non return Valve, SS 304 closure plate, PN 2.0 |  |  | nos
ML_HUNRV250 | Non Return Valve | 200mm dia DI Dual plate Non return Valve, SS 304 closure plate, PN 2.0 |  |  | nos
ML_HUNRV251 | Non Return Valve | 250mm dia DI Dual plate Non return Valve, SS 304 closure plate, PN 2.0 |  |  | nos
ML_HUNRV252 | Non Return Valve | 300mm dia DI Dual plate Non return Valve, SS 304 closure plate, PN 2.0 |  |  | nos
ML_HUNRV253 | Non Return Valve | 50mm dia DI Dual plate Non return Valve, SS 316 closure plate, PN 2.0 |  |  | nos
ML_HUNRV254 | Non Return Valve | 65mm dia DI Dual plate Non return Valve, SS 316 closure plate, PN 2.0 |  |  | nos
ML_HUNRV255 | Non Return Valve | 80mm dia DI Dual plate Non return Valve, SS 316 closure plate, PN 2.0 |  |  | nos
ML_HUNRV256 | Non Return Valve | 100mm dia DI Dual plate Non return Valve, SS 316 closure plate, PN 2.0 |  |  | nos
ML_HUNRV257 | Non Return Valve | 125mm dia DI Dual plate Non return Valve, SS 316 closure plate, PN 2.0 |  |  | nos
ML_HUNRV258 | Non Return Valve | 150mm dia DI Dual plate Non return Valve, SS 316 closure plate, PN 2.0 |  |  | nos
ML_HUNRV259 | Non Return Valve | 200mm dia DI Dual plate Non return Valve, SS 316 closure plate, PN 2.0 |  |  | nos
ML_HUNRV260 | Non Return Valve | 250mm dia DI Dual plate Non return Valve, SS 316 closure plate, PN 2.0 |  |  | nos
ML_HUNRV261 | Non Return Valve | 300mm dia DI Dual plate Non return Valve, SS 316 closure plate, PN 2.0 |  |  | nos
ML_HUNRV262 | Non Return Valve | 50mm dia DI Dual plate Non return Valve, DI closure plate, PN 2.5 |  |  | nos
ML_HUNRV263 | Non Return Valve | 65mm dia DI Dual plate Non return Valve, DI closure plate, PN 2.5 |  |  | nos
ML_HUNRV264 | Non Return Valve | 80mm dia DI Dual plate Non return Valve, DI closure plate, PN 2.5 |  |  | nos
ML_HUNRV265 | Non Return Valve | 100mm dia DI Dual plate Non return Valve, DI closure plate, PN 2.5 |  |  | nos
ML_HUNRV266 | Non Return Valve | 125mm dia DI Dual plate Non return Valve, DI closure plate, PN 2.5 |  |  | nos
ML_HUNRV267 | Non Return Valve | 150mm dia DI Dual plate Non return Valve, DI closure plate, PN 2.5 |  |  | nos
ML_HUNRV268 | Non Return Valve | 200mm dia DI Dual plate Non return Valve, DI closure plate, PN 2.5 |  |  | nos
ML_HUNRV269 | Non Return Valve | 250mm dia DI Dual plate Non return Valve, DI closure plate, PN 2.5 |  |  | nos
ML_HUNRV270 | Non Return Valve | 300mm dia DI Dual plate Non return Valve, DI closure plate, PN 2.5 |  |  | nos
ML_HUNRV271 | Non Return Valve | 50mm dia DI Dual plate Non return Valve, SS 304 closure plate, PN 2.5 |  |  | nos
ML_HUNRV272 | Non Return Valve | 65mm dia DI Dual plate Non return Valve, SS 304 closure plate, PN 2.5 |  |  | nos
ML_HUNRV273 | Non Return Valve | 80mm dia DI Dual plate Non return Valve, SS 304 closure plate, PN 2.5 |  |  | nos
ML_HUNRV274 | Non Return Valve | 100mm dia DI Dual plate Non return Valve, SS 304 closure plate, PN 2.5 |  |  | nos
ML_HUNRV275 | Non Return Valve | 125mm dia DI Dual plate Non return Valve, SS 304 closure plate, PN 2.5 |  |  | nos
ML_HUNRV276 | Non Return Valve | 150mm dia DI Dual plate Non return Valve, SS 304 closure plate, PN 2.5 |  |  | nos
ML_HUNRV277 | Non Return Valve | 200mm dia DI Dual plate Non return Valve, SS 304 closure plate, PN 2.5 |  |  | nos
ML_HUNRV278 | Non Return Valve | 250mm dia DI Dual plate Non return Valve, SS 304 closure plate, PN 2.5 |  |  | nos
ML_HUNRV279 | Non Return Valve | 300mm dia DI Dual plate Non return Valve, SS 304 closure plate, PN 2.5 |  |  | nos
ML_HUNRV280 | Non Return Valve | 50mm dia DI Dual plate Non return Valve, SS 316 closure plate, PN 2.5 |  |  | nos
ML_HUNRV281 | Non Return Valve | 65mm dia DI Dual plate Non return Valve, SS 316 closure plate, PN 2.5 |  |  | nos
ML_HUNRV282 | Non Return Valve | 80mm dia DI Dual plate Non return Valve, SS 316 closure plate, PN 2.5 |  |  | nos
ML_HUNRV283 | Non Return Valve | 100mm dia DI Dual plate Non return Valve, SS 316 closure plate, PN 2.5 |  |  | nos
ML_HUNRV284 | Non Return Valve | 125mm dia DI Dual plate Non return Valve, SS 316 closure plate, PN 2.5 |  |  | nos
ML_HUNRV285 | Non Return Valve | 150mm dia DI Dual plate Non return Valve, SS 316 closure plate, PN 2.5 |  |  | nos
ML_HUNRV286 | Non Return Valve | 200mm dia DI Dual plate Non return Valve, SS 316 closure plate, PN 2.5 |  |  | nos
ML_HUNRV287 | Non Return Valve | 250mm dia DI Dual plate Non return Valve, SS 316 closure plate, PN 2.5 |  |  | nos
ML_HUNRV288 | Non Return Valve | 300mm dia DI Dual plate Non return Valve, SS 316 closure plate, PN 2.5 |  |  | nos
ML_HUNRV289 | Non Return Valve | 50mm dia DI Dual plate Non return Valve, DI closure plate, PN 3.0 |  |  | nos
ML_HUNRV290 | Non Return Valve | 65mm dia DI Dual plate Non return Valve, DI closure plate, PN 3.0 |  |  | nos
ML_HUNRV291 | Non Return Valve | 80mm dia DI Dual plate Non return Valve, DI closure plate, PN 3.0 |  |  | nos
ML_HUNRV292 | Non Return Valve | 100mm dia DI Dual plate Non return Valve, DI closure plate, PN 3.0 |  |  | nos
ML_HUNRV293 | Non Return Valve | 125mm dia DI Dual plate Non return Valve, DI closure plate, PN 3.0 |  |  | nos
ML_HUNRV294 | Non Return Valve | 150mm dia DI Dual plate Non return Valve, DI closure plate, PN 3.0 |  |  | nos
ML_HUNRV295 | Non Return Valve | 200mm dia DI Dual plate Non return Valve, DI closure plate, PN 3.0 |  |  | nos
ML_HUNRV296 | Non Return Valve | 250mm dia DI Dual plate Non return Valve, DI closure plate, PN 3.0 |  |  | nos
ML_HUNRV297 | Non Return Valve | 300mm dia DI Dual plate Non return Valve, DI closure plate, PN 3.0 |  |  | nos
ML_HUNRV298 | Non Return Valve | 50mm dia DI Dual plate Non return Valve, SS 304 closure plate, PN 3.0 |  |  | nos
ML_HUNRV299 | Non Return Valve | 65mm dia DI Dual plate Non return Valve, SS 304 closure plate, PN 3.0 |  |  | nos
ML_HUNRV300 | Non Return Valve | 80mm dia DI Dual plate Non return Valve, SS 304 closure plate, PN 3.0 |  |  | nos
ML_HUNRV301 | Non Return Valve | 100mm dia DI Dual plate Non return Valve, SS 304 closure plate, PN 3.0 |  |  | nos
ML_HUNRV302 | Non Return Valve | 125mm dia DI Dual plate Non return Valve, SS 304 closure plate, PN 3.0 |  |  | nos
ML_HUNRV303 | Non Return Valve | 150mm dia DI Dual plate Non return Valve, SS 304 closure plate, PN 3.0 |  |  | nos
ML_HUNRV304 | Non Return Valve | 200mm dia DI Dual plate Non return Valve, SS 304 closure plate, PN 3.0 |  |  | nos
ML_HUNRV305 | Non Return Valve | 250mm dia DI Dual plate Non return Valve, SS 304 closure plate, PN 3.0 |  |  | nos
ML_HUNRV306 | Non Return Valve | 300mm dia DI Dual plate Non return Valve, SS 304 closure plate, PN 3.0 |  |  | nos
ML_HUNRV307 | Non Return Valve | 50mm dia DI Dual plate Non return Valve, SS 316 closure plate, PN 3.0 |  |  | nos
ML_HUNRV308 | Non Return Valve | 65mm dia DI Dual plate Non return Valve, SS 316 closure plate, PN 3.0 |  |  | nos
ML_HUNRV309 | Non Return Valve | 80mm dia DI Dual plate Non return Valve, SS 316 closure plate, PN 3.0 |  |  | nos
ML_HUNRV310 | Non Return Valve | 100mm dia DI Dual plate Non return Valve, SS 316 closure plate, PN 3.0 |  |  | nos
ML_HUNRV311 | Non Return Valve | 125mm dia DI Dual plate Non return Valve, SS 316 closure plate, PN 3.0 |  |  | nos
ML_HUNRV312 | Non Return Valve | 150mm dia DI Dual plate Non return Valve, SS 316 closure plate, PN 3.0 |  |  | nos
ML_HUNRV313 | Non Return Valve | 200mm dia DI Dual plate Non return Valve, SS 316 closure plate, PN 3.0 |  |  | nos
ML_HUNRV314 | Non Return Valve | 250mm dia DI Dual plate Non return Valve, SS 316 closure plate, PN 3.0 |  |  | nos
ML_HUNRV315 | Non Return Valve | 300mm dia DI Dual plate Non return Valve, SS 316 closure plate, PN 3.0 |  |  | nos
ML_HUNRV316 | Non Return Valve | 50mm dia WCB Steel Dual plate Non return Valve, PN 4.0 |  |  | nos
ML_HUNRV317 | Non Return Valve | 65mm dia WCB Steel Dual plate Non return Valve, PN 4.0 |  |  | nos
ML_HUNRV318 | Non Return Valve | 80mm dia WCB Steel Dual plate Non return Valve, PN 4.0 |  |  | nos
ML_HUNRV319 | Non Return Valve | 100mm dia WCB Steel Dual plate Non return Valve, PN 4.0 |  |  | nos
ML_HUNRV320 | Non Return Valve | 125mm dia WCB Steel Dual plate Non return Valve, PN 4.0 |  |  | nos
ML_HUNRV321 | Non Return Valve | 150mm dia WCB Steel Dual plate Non return Valve, PN 4.0 |  |  | nos
ML_HUNRV322 | Non Return Valve | 200mm dia WCB Steel Dual plate Non return Valve, PN 4.0 |  |  | nos
ML_HUNRV323 | Non Return Valve | 250mm dia WCB Steel Dual plate Non return Valve, PN 4.0 |  |  | nos
ML_HUNRV324 | Non Return Valve | 300mm dia WCB Steel Dual plate Non return Valve, PN 4.0 |  |  | nos
ML_HUNRV325 | Non Return Valve | 50mm dia Flanged CI Dual plate Non return Valve, DI closure plate, PN 1.0 |  |  | nos
ML_HUNRV326 | Non Return Valve | 65mm dia Flanged CI Dual plate Non return Valve, DI closure plate, PN 1.0 |  |  | nos
ML_HUNRV327 | Non Return Valve | 80mm dia Flanged CI Dual plate Non return Valve, DI closure plate, PN 1.0 |  |  | nos
ML_HUNRV328 | Non Return Valve | 100mm dia Flanged CI Dual plate Non return Valve, DI closure plate, PN 1.0 |  |  | nos
ML_HUNRV329 | Non Return Valve | 125mm dia Flanged CI Dual plate Non return Valve, DI closure plate, PN 1.0 |  |  | nos
ML_HUNRV330 | Non Return Valve | 150mm dia Flanged CI Dual plate Non return Valve, DI closure plate, PN 1.0 |  |  | nos
ML_HUNRV331 | Non Return Valve | 200mm dia Flanged CI Dual plate Non return Valve, DI closure plate, PN 1.0 |  |  | nos
ML_HUNRV332 | Non Return Valve | 250mm dia Flanged CI Dual plate Non return Valve, DI closure plate, PN 1.0 |  |  | nos
ML_HUNRV333 | Non Return Valve | 300mm dia Flanged CI Dual plate Non return Valve, DI closure plate, PN 1.0 |  |  | nos
ML_HUNRV334 | Non Return Valve | 50mm dia Flanged CI Dual plate Non return Valve, SS 304 closure plate, PN 1.0 |  |  | nos
ML_HUNRV335 | Non Return Valve | 65mm dia Flanged CI Dual plate Non return Valve, SS 304 closure plate, PN 1.0 |  |  | nos
ML_HUNRV336 | Non Return Valve | 80mm dia Flanged CI Dual plate Non return Valve, SS 304 closure plate, PN 1.0 |  |  | nos
ML_HUNRV337 | Non Return Valve | 100mm dia Flanged CI Dual plate Non return Valve, SS 304 closure plate, PN 1.0 |  |  | nos
ML_HUNRV338 | Non Return Valve | 125mm dia Flanged CI Dual plate Non return Valve, SS 304 closure plate, PN 1.0 |  |  | nos
ML_HUNRV339 | Non Return Valve | 150mm dia Flanged CI Dual plate Non return Valve, SS 304 closure plate, PN 1.0 |  |  | nos
ML_HUNRV340 | Non Return Valve | 200mm dia Flanged CI Dual plate Non return Valve, SS 304 closure plate, PN 1.0 |  |  | nos
ML_HUNRV341 | Non Return Valve | 250mm dia Flanged CI Dual plate Non return Valve, SS 304 closure plate, PN 1.0 |  |  | nos
ML_HUNRV342 | Non Return Valve | 300mm dia Flanged CI Dual plate Non return Valve, SS 304 closure plate, PN 1.0 |  |  | nos
ML_HUNRV343 | Non Return Valve | 50mm dia Flanged CI Dual plate Non return Valve, SS 316 closure plate, PN 1.0 |  |  | nos
ML_HUNRV344 | Non Return Valve | 65mm dia Flanged CI Dual plate Non return Valve, SS 316 closure plate, PN 1.0 |  |  | nos
ML_HUNRV345 | Non Return Valve | 80mm dia Flanged CI Dual plate Non return Valve, SS 316 closure plate, PN 1.0 |  |  | nos
ML_HUNRV346 | Non Return Valve | 100mm dia Flanged CI Dual plate Non return Valve, SS 316 closure plate, PN 1.0 |  |  | nos
ML_HUNRV347 | Non Return Valve | 125mm dia Flanged CI Dual plate Non return Valve, SS 316 closure plate, PN 1.0 |  |  | nos
ML_HUNRV348 | Non Return Valve | 150mm dia Flanged CI Dual plate Non return Valve, SS 316 closure plate, PN 1.0 |  |  | nos
ML_HUNRV349 | Non Return Valve | 200mm dia Flanged CI Dual plate Non return Valve, SS 316 closure plate, PN 1.0 |  |  | nos
ML_HUNRV350 | Non Return Valve | 250mm dia Flanged CI Dual plate Non return Valve, SS 316 closure plate, PN 1.0 |  |  | nos
ML_HUNRV351 | Non Return Valve | 300mm dia Flanged CI Dual plate Non return Valve, SS 316 closure plate, PN 1.0 |  |  | nos
ML_HUNRV352 | Non Return Valve | 50mm dia Flanged CI Dual plate Non return Valve, DI closure plate, PN 1.6 |  |  | nos
ML_HUNRV353 | Non Return Valve | 65mm dia Flanged CI Dual plate Non return Valve, DI closure plate, PN 1.6 |  |  | nos
ML_HUNRV354 | Non Return Valve | 80mm dia Flanged CI Dual plate Non return Valve, DI closure plate, PN 1.6 |  |  | nos
ML_HUNRV355 | Non Return Valve | 100mm dia Flanged CI Dual plate Non return Valve, DI closure plate, PN 1.6 |  |  | nos
ML_HUNRV356 | Non Return Valve | 125mm dia Flanged CI Dual plate Non return Valve, DI closure plate, PN 1.6 |  |  | nos
ML_HUNRV357 | Non Return Valve | 150mm dia Flanged CI Dual plate Non return Valve, DI closure plate, PN 1.6 |  |  | nos
ML_HUNRV358 | Non Return Valve | 200mm dia Flanged CI Dual plate Non return Valve, DI closure plate, PN 1.6 |  |  | nos
ML_HUNRV359 | Non Return Valve | 250mm dia Flanged CI Dual plate Non return Valve, DI closure plate, PN 1.6 |  |  | nos
ML_HUNRV360 | Non Return Valve | 300mm dia Flanged CI Dual plate Non return Valve, DI closure plate, PN 1.6 |  |  | nos
ML_HUNRV361 | Non Return Valve | 50mm dia Flanged CI Dual plate Non return Valve, SS 304 closure plate, PN 1.6 |  |  | nos
ML_HUNRV362 | Non Return Valve | 65mm dia Flanged CI Dual plate Non return Valve, SS 304 closure plate, PN 1.6 |  |  | nos
ML_HUNRV363 | Non Return Valve | 80mm dia Flanged CI Dual plate Non return Valve, SS 304 closure plate, PN 1.6 |  |  | nos
ML_HUNRV364 | Non Return Valve | 100mm dia Flanged CI Dual plate Non return Valve, SS 304 closure plate, PN 1.6 |  |  | nos
ML_HUNRV365 | Non Return Valve | 125mm dia Flanged CI Dual plate Non return Valve, SS 304 closure plate, PN 1.6 |  |  | nos
ML_HUNRV366 | Non Return Valve | 150mm dia Flanged CI Dual plate Non return Valve, SS 304 closure plate, PN 1.6 |  |  | nos
ML_HUNRV367 | Non Return Valve | 200mm dia Flanged CI Dual plate Non return Valve, SS 304 closure plate, PN 1.6 |  |  | nos
ML_HUNRV368 | Non Return Valve | 250mm dia Flanged CI Dual plate Non return Valve, SS 304 closure plate, PN 1.6 |  |  | nos
ML_HUNRV369 | Non Return Valve | 300mm dia Flanged CI Dual plate Non return Valve, SS 304 closure plate, PN 1.6 |  |  | nos
ML_HUNRV370 | Non Return Valve | 50mm dia Flanged CI Dual plate Non return Valve, SS 316 closure plate, PN 1.6 |  |  | nos
ML_HUNRV371 | Non Return Valve | 65mm dia Flanged CI Dual plate Non return Valve, SS 316 closure plate, PN 1.6 |  |  | nos
ML_HUNRV372 | Non Return Valve | 80mm dia Flanged CI Dual plate Non return Valve, SS 316 closure plate, PN 1.6 |  |  | nos
ML_HUNRV373 | Non Return Valve | 100mm dia Flanged CI Dual plate Non return Valve, SS 316 closure plate, PN 1.6 |  |  | nos
ML_HUNRV374 | Non Return Valve | 125mm dia Flanged CI Dual plate Non return Valve, SS 316 closure plate, PN 1.6 |  |  | nos
ML_HUNRV375 | Non Return Valve | 150mm dia Flanged CI Dual plate Non return Valve, SS 316 closure plate, PN 1.6 |  |  | nos
ML_HUNRV376 | Non Return Valve | 200mm dia Flanged CI Dual plate Non return Valve, SS 316 closure plate, PN 1.6 |  |  | nos
ML_HUNRV377 | Non Return Valve | 250mm dia Flanged CI Dual plate Non return Valve, SS 316 closure plate, PN 1.6 |  |  | nos
ML_HUNRV378 | Non Return Valve | 300mm dia Flanged CI Dual plate Non return Valve, SS 316 closure plate, PN 1.6 |  |  | nos
ML_HUNRV379 | Non Return Valve | 50mm dia Flanged DI Dual plate Non return Valve, DI closure plate, PN 1.6 |  |  | nos
ML_HUNRV380 | Non Return Valve | 65mm dia Flanged DI Dual plate Non return Valve, DI closure plate, PN 1.6 |  |  | nos
ML_HUNRV381 | Non Return Valve | 80mm dia Flanged DI Dual plate Non return Valve, DI closure plate, PN 1.6 |  |  | nos
ML_HUNRV382 | Non Return Valve | 100mm dia Flanged DI Dual plate Non return Valve, DI closure plate, PN 1.6 |  |  | nos
ML_HUNRV383 | Non Return Valve | 125mm dia Flanged DI Dual plate Non return Valve, DI closure plate, PN 1.6 |  |  | nos
ML_HUNRV384 | Non Return Valve | 150mm dia Flanged DI Dual plate Non return Valve, DI closure plate, PN 1.6 |  |  | nos
ML_HUNRV385 | Non Return Valve | 200mm dia Flanged DI Dual plate Non return Valve, DI closure plate, PN 1.6 |  |  | nos
ML_HUNRV386 | Non Return Valve | 250mm dia Flanged DI Dual plate Non return Valve, DI closure plate, PN 1.6 |  |  | nos
ML_HUNRV387 | Non Return Valve | 300mm dia Flanged DI Dual plate Non return Valve, DI closure plate, PN 1.6 |  |  | nos
ML_HUNRV388 | Non Return Valve | 50mm dia Flanged DI Dual plate Non return Valve, SS 304 closure plate, PN 1.6 |  |  | nos
ML_HUNRV389 | Non Return Valve | 65mm dia Flanged DI Dual plate Non return Valve, SS 304 closure plate, PN 1.6 |  |  | nos
ML_HUNRV390 | Non Return Valve | 80mm dia Flanged DI Dual plate Non return Valve, SS 304 closure plate, PN 1.6 |  |  | nos
ML_HUNRV391 | Non Return Valve | 100mm dia Flanged DI Dual plate Non return Valve, SS 304 closure plate, PN 1.6 |  |  | nos
ML_HUNRV392 | Non Return Valve | 125mm dia Flanged DI Dual plate Non return Valve, SS 304 closure plate, PN 1.6 |  |  | nos
ML_HUNRV393 | Non Return Valve | 150mm dia Flanged DI Dual plate Non return Valve, SS 304 closure plate, PN 1.6 |  |  | nos
ML_HUNRV394 | Non Return Valve | 200mm dia Flanged DI Dual plate Non return Valve, SS 304 closure plate, PN 1.6 |  |  | nos
ML_HUNRV395 | Non Return Valve | 250mm dia Flanged DI Dual plate Non return Valve, SS 304 closure plate, PN 1.6 |  |  | nos
ML_HUNRV396 | Non Return Valve | 300mm dia Flanged DI Dual plate Non return Valve, SS 304 closure plate, PN 1.6 |  |  | nos
ML_HUNRV397 | Non Return Valve | 50mm dia Flanged DI Dual plate Non return Valve, SS 316 closure plate, PN 1.6 |  |  | nos
ML_HUNRV398 | Non Return Valve | 65mm dia Flanged DI Dual plate Non return Valve, SS 316 closure plate, PN 1.6 |  |  | nos
ML_HUNRV399 | Non Return Valve | 80mm dia Flanged DI Dual plate Non return Valve, SS 316 closure plate, PN 1.6 |  |  | nos
ML_HUNRV400 | Non Return Valve | 100mm dia Flanged DI Dual plate Non return Valve, SS 316 closure plate, PN 1.6 |  |  | nos
ML_HUNRV401 | Non Return Valve | 125mm dia Flanged DI Dual plate Non return Valve, SS 316 closure plate, PN 1.6 |  |  | nos
ML_HUNRV402 | Non Return Valve | 150mm dia Flanged DI Dual plate Non return Valve, SS 316 closure plate, PN 1.6 |  |  | nos
ML_HUNRV403 | Non Return Valve | 200mm dia Flanged DI Dual plate Non return Valve, SS 316 closure plate, PN 1.6 |  |  | nos
ML_HUNRV404 | Non Return Valve | 250mm dia Flanged DI Dual plate Non return Valve, SS 316 closure plate, PN 1.6 |  |  | nos
ML_HUNRV405 | Non Return Valve | 300mm dia Flanged DI Dual plate Non return Valve, SS 316 closure plate, PN 1.6 |  |  | nos
ML_HUNRV406 | Non Return Valve | 50mm dia Flanged DI Dual plate Non return Valve, DI closure plate, PN 2.0 |  |  | nos
ML_HUNRV407 | Non Return Valve | 65mm dia Flanged DI Dual plate Non return Valve, DI closure plate, PN 2.0 |  |  | nos
ML_HUNRV408 | Non Return Valve | 80mm dia Flanged DI Dual plate Non return Valve, DI closure plate, PN 2.0 |  |  | nos
ML_HUNRV409 | Non Return Valve | 100mm dia Flanged DI Dual plate Non return Valve, DI closure plate, PN 2.0 |  |  | nos
ML_HUNRV410 | Non Return Valve | 125mm dia Flanged DI Dual plate Non return Valve, DI closure plate, PN 2.0 |  |  | nos
ML_HUNRV411 | Non Return Valve | 150mm dia Flanged DI Dual plate Non return Valve, DI closure plate, PN 2.0 |  |  | nos
ML_HUNRV412 | Non Return Valve | 200mm dia Flanged DI Dual plate Non return Valve, DI closure plate, PN 2.0 |  |  | nos
ML_HUNRV413 | Non Return Valve | 250mm dia Flanged DI Dual plate Non return Valve, DI closure plate, PN 2.0 |  |  | nos
ML_HUNRV414 | Non Return Valve | 300mm dia Flanged DI Dual plate Non return Valve, DI closure plate, PN 2.0 |  |  | nos
ML_HUNRV415 | Non Return Valve | 50mm dia Flanged DI Dual plate Non return Valve, SS 304 closure plate, PN 2.0 |  |  | nos
ML_HUNRV416 | Non Return Valve | 65mm dia Flanged DI Dual plate Non return Valve, SS 304 closure plate, PN 2.0 |  |  | nos
ML_HUNRV417 | Non Return Valve | 80mm dia Flanged DI Dual plate Non return Valve, SS 304 closure plate, PN 2.0 |  |  | nos
ML_HUNRV418 | Non Return Valve | 100mm dia Flanged DI Dual plate Non return Valve, SS 304 closure plate, PN 2.0 |  |  | nos
ML_HUNRV419 | Non Return Valve | 125mm dia Flanged DI Dual plate Non return Valve, SS 304 closure plate, PN 2.0 |  |  | nos
ML_HUNRV420 | Non Return Valve | 150mm dia Flanged DI Dual plate Non return Valve, SS 304 closure plate, PN 2.0 |  |  | nos
ML_HUNRV421 | Non Return Valve | 200mm dia Flanged DI Dual plate Non return Valve, SS 304 closure plate, PN 2.0 |  |  | nos
ML_HUNRV422 | Non Return Valve | 250mm dia Flanged DI Dual plate Non return Valve, SS 304 closure plate, PN 2.0 |  |  | nos
ML_HUNRV423 | Non Return Valve | 300mm dia Flanged DI Dual plate Non return Valve, SS 304 closure plate, PN 2.0 |  |  | nos
ML_HUNRV424 | Non Return Valve | 50mm dia Flanged DI Dual plate Non return Valve, SS 316 closure plate, PN 2.0 |  |  | nos
ML_HUNRV425 | Non Return Valve | 65mm dia Flanged DI Dual plate Non return Valve, SS 316 closure plate, PN 2.0 |  |  | nos
ML_HUNRV426 | Non Return Valve | 80mm dia Flanged DI Dual plate Non return Valve, SS 316 closure plate, PN 2.0 |  |  | nos
ML_HUNRV427 | Non Return Valve | 100mm dia Flanged DI Dual plate Non return Valve, SS 316 closure plate, PN 2.0 |  |  | nos
ML_HUNRV428 | Non Return Valve | 125mm dia Flanged DI Dual plate Non return Valve, SS 316 closure plate, PN 2.0 |  |  | nos
ML_HUNRV429 | Non Return Valve | 150mm dia Flanged DI Dual plate Non return Valve, SS 316 closure plate, PN 2.0 |  |  | nos
ML_HUNRV430 | Non Return Valve | 200mm dia Flanged DI Dual plate Non return Valve, SS 316 closure plate, PN 2.0 |  |  | nos
ML_HUNRV431 | Non Return Valve | 250mm dia Flanged DI Dual plate Non return Valve, SS 316 closure plate, PN 2.0 |  |  | nos
ML_HUNRV432 | Non Return Valve | 300mm dia Flanged DI Dual plate Non return Valve, SS 316 closure plate, PN 2.0 |  |  | nos
ML_HUNRV433 | Non Return Valve | 50mm dia Flanged DI Dual plate Non return Valve, DI closure plate, PN 2.5 |  |  | nos
ML_HUNRV434 | Non Return Valve | 65mm dia Flanged DI Dual plate Non return Valve, DI closure plate, PN 2.5 |  |  | nos
ML_HUNRV435 | Non Return Valve | 80mm dia Flanged DI Dual plate Non return Valve, DI closure plate, PN 2.5 |  |  | nos
ML_HUNRV436 | Non Return Valve | 100mm dia Flanged DI Dual plate Non return Valve, DI closure plate, PN 2.5 |  |  | nos
ML_HUNRV437 | Non Return Valve | 125mm dia Flanged DI Dual plate Non return Valve, DI closure plate, PN 2.5 |  |  | nos
ML_HUNRV438 | Non Return Valve | 150mm dia Flanged DI Dual plate Non return Valve, DI closure plate, PN 2.5 |  |  | nos
ML_HUNRV439 | Non Return Valve | 200mm dia Flanged DI Dual plate Non return Valve, DI closure plate, PN 2.5 |  |  | nos
ML_HUNRV440 | Non Return Valve | 250mm dia Flanged DI Dual plate Non return Valve, DI closure plate, PN 2.5 |  |  | nos
ML_HUNRV441 | Non Return Valve | 300mm dia Flanged DI Dual plate Non return Valve, DI closure plate, PN 2.5 |  |  | nos
ML_HUNRV442 | Non Return Valve | 50mm dia Flanged DI Dual plate Non return Valve, SS 304 closure plate, PN 2.5 |  |  | nos
ML_HUNRV443 | Non Return Valve | 65mm dia Flanged DI Dual plate Non return Valve, SS 304 closure plate, PN 2.5 |  |  | nos
ML_HUNRV444 | Non Return Valve | 80mm dia Flanged DI Dual plate Non return Valve, SS 304 closure plate, PN 2.5 |  |  | nos
ML_HUNRV445 | Non Return Valve | 100mm dia Flanged DI Dual plate Non return Valve, SS 304 closure plate, PN 2.5 |  |  | nos
ML_HUNRV446 | Non Return Valve | 125mm dia Flanged DI Dual plate Non return Valve, SS 304 closure plate, PN 2.5 |  |  | nos
ML_HUNRV447 | Non Return Valve | 150mm dia Flanged DI Dual plate Non return Valve, SS 304 closure plate, PN 2.5 |  |  | nos
ML_HUNRV448 | Non Return Valve | 200mm dia Flanged DI Dual plate Non return Valve, SS 304 closure plate, PN 2.5 |  |  | nos
ML_HUNRV449 | Non Return Valve | 250mm dia Flanged DI Dual plate Non return Valve, SS 304 closure plate, PN 2.5 |  |  | nos
ML_HUNRV450 | Non Return Valve | 300mm dia Flanged DI Dual plate Non return Valve, SS 304 closure plate, PN 2.5 |  |  | nos
ML_HUNRV451 | Non Return Valve | 50mm dia Flanged DI Dual plate Non return Valve, SS 316 closure plate, PN 2.5 |  |  | nos
ML_HUNRV452 | Non Return Valve | 65mm dia Flanged DI Dual plate Non return Valve, SS 316 closure plate, PN 2.5 |  |  | nos
ML_HUNRV453 | Non Return Valve | 80mm dia Flanged DI Dual plate Non return Valve, SS 316 closure plate, PN 2.5 |  |  | nos
ML_HUNRV454 | Non Return Valve | 100mm dia Flanged DI Dual plate Non return Valve, SS 316 closure plate, PN 2.5 |  |  | nos
ML_HUNRV455 | Non Return Valve | 125mm dia Flanged DI Dual plate Non return Valve, SS 316 closure plate, PN 2.5 |  |  | nos
ML_HUNRV456 | Non Return Valve | 150mm dia Flanged DI Dual plate Non return Valve, SS 316 closure plate, PN 2.5 |  |  | nos
ML_HUNRV457 | Non Return Valve | 200mm dia Flanged DI Dual plate Non return Valve, SS 316 closure plate, PN 2.5 |  |  | nos
ML_HUNRV458 | Non Return Valve | 250mm dia Flanged DI Dual plate Non return Valve, SS 316 closure plate, PN 2.5 |  |  | nos
ML_HUNRV459 | Non Return Valve | 300mm dia Flanged DI Dual plate Non return Valve, SS 316 closure plate, PN 2.5 |  |  | nos
ML_HUNRV460 | Non Return Valve | 50mm dia Flanged DI Dual plate Non return Valve, DI closure plate, PN 3.0 |  |  | nos
ML_HUNRV461 | Non Return Valve | 65mm dia Flanged DI Dual plate Non return Valve, DI closure plate, PN 3.0 |  |  | nos
ML_HUNRV462 | Non Return Valve | 80mm dia Flanged DI Dual plate Non return Valve, DI closure plate, PN 3.0 |  |  | nos
ML_HUNRV463 | Non Return Valve | 100mm dia Flanged DI Dual plate Non return Valve, DI closure plate, PN 3.0 |  |  | nos
ML_HUNRV464 | Non Return Valve | 125mm dia Flanged DI Dual plate Non return Valve, DI closure plate, PN 3.0 |  |  | nos
ML_HUNRV465 | Non Return Valve | 150mm dia Flanged DI Dual plate Non return Valve, DI closure plate, PN 3.0 |  |  | nos
ML_HUNRV466 | Non Return Valve | 200mm dia Flanged DI Dual plate Non return Valve, DI closure plate, PN 3.0 |  |  | nos
ML_HUNRV467 | Non Return Valve | 250mm dia Flanged DI Dual plate Non return Valve, DI closure plate, PN 3.0 |  |  | nos
ML_HUNRV468 | Non Return Valve | 300mm dia Flanged DI Dual plate Non return Valve, DI closure plate, PN 3.0 |  |  | nos
ML_HUNRV469 | Non Return Valve | 50mm dia Flanged DI Dual plate Non return Valve, SS 304 closure plate, PN 3.0 |  |  | nos
ML_HUNRV470 | Non Return Valve | 65mm dia Flanged DI Dual plate Non return Valve, SS 304 closure plate, PN 3.0 |  |  | nos
ML_HUNRV471 | Non Return Valve | 80mm dia Flanged DI Dual plate Non return Valve, SS 304 closure plate, PN 3.0 |  |  | nos
ML_HUNRV472 | Non Return Valve | 100mm dia Flanged DI Dual plate Non return Valve, SS 304 closure plate, PN 3.0 |  |  | nos
ML_HUNRV473 | Non Return Valve | 125mm dia Flanged DI Dual plate Non return Valve, SS 304 closure plate, PN 3.0 |  |  | nos
ML_HUNRV474 | Non Return Valve | 150mm dia Flanged DI Dual plate Non return Valve, SS 304 closure plate, PN 3.0 |  |  | nos
ML_HUNRV475 | Non Return Valve | 200mm dia Flanged DI Dual plate Non return Valve, SS 304 closure plate, PN 3.0 |  |  | nos
ML_HUNRV476 | Non Return Valve | 250mm dia Flanged DI Dual plate Non return Valve, SS 304 closure plate, PN 3.0 |  |  | nos
ML_HUNRV477 | Non Return Valve | 300mm dia Flanged DI Dual plate Non return Valve, SS 304 closure plate, PN 3.0 |  |  | nos
ML_HUNRV478 | Non Return Valve | 50mm dia Flanged DI Dual plate Non return Valve, SS 316 closure plate, PN 3.0 |  |  | nos
ML_HUNRV479 | Non Return Valve | 65mm dia Flanged DI Dual plate Non return Valve, SS 316 closure plate, PN 3.0 |  |  | nos
ML_HUNRV480 | Non Return Valve | 80mm dia Flanged DI Dual plate Non return Valve, SS 316 closure plate, PN 3.0 |  |  | nos
ML_HUNRV481 | Non Return Valve | 100mm dia Flanged DI Dual plate Non return Valve, SS 316 closure plate, PN 3.0 |  |  | nos
ML_HUNRV482 | Non Return Valve | 125mm dia Flanged DI Dual plate Non return Valve, SS 316 closure plate, PN 3.0 |  |  | nos
ML_HUNRV483 | Non Return Valve | 150mm dia Flanged DI Dual plate Non return Valve, SS 316 closure plate, PN 3.0 |  |  | nos
ML_HUNRV484 | Non Return Valve | 200mm dia Flanged DI Dual plate Non return Valve, SS 316 closure plate, PN 3.0 |  |  | nos
ML_HUNRV485 | Non Return Valve | 250mm dia Flanged DI Dual plate Non return Valve, SS 316 closure plate, PN 3.0 |  |  | nos
ML_HUNRV486 | Non Return Valve | 300mm dia Flanged DI Dual plate Non return Valve, SS 316 closure plate, PN 3.0 |  |  | nos
ML_HUNRV487 | Non Return Valve | 40mm dia MS/DI Wafer type Non return Valve, DI closure plate, PN 1.0 |  |  | nos
ML_HUNRV488 | Non Return Valve | 50mm dia MS/DI Wafer type Non return Valve, DI closure plate, PN 1.0 |  |  | nos
ML_HUNRV489 | Non Return Valve | 65mm dia MS/DI Wafer type Non return Valve, DI closure plate, PN 1.0 |  |  | nos
ML_HUNRV490 | Non Return Valve | 80mm dia MS/DI Wafer type Non return Valve, DI closure plate, PN 1.0 |  |  | nos
ML_HUNRV491 | Non Return Valve | 100mm dia MS/DI Wafer type Non return Valve, DI closure plate, PN 1.0 |  |  | nos
ML_HUNRV492 | Non Return Valve | 125mm dia MS/DI Wafer type Non return Valve, DI closure plate, PN 1.0 |  |  | nos
ML_HUNRV493 | Non Return Valve | 150mm dia MS/DI Wafer type Non return Valve, DI closure plate, PN 1.0 |  |  | nos
ML_HUNRV494 | Non Return Valve | 200mm dia MS/DI Wafer type Non return Valve, DI closure plate, PN 1.0 |  |  | nos
ML_HUNRV495 | Non Return Valve | 250mm dia MS/DI Wafer type Non return Valve, DI closure plate, PN 1.0 |  |  | nos
ML_HUNRV496 | Non Return Valve | 300mm dia MS/DI Wafer type Non return Valve, DI closure plate, PN 1.0 |  |  | nos
ML_HUNRV497 | Non Return Valve | 350mm dia MS/DI Wafer type Non return Valve, DI closure plate, PN 1.0 |  |  | nos
ML_HUNRV498 | Non Return Valve | 400mm dia MS/DI Wafer type Non return Valve, DI closure plate, PN 1.0 |  |  | nos
ML_HUNRV499 | Non Return Valve | 450mm dia MS/DI Wafer type Non return Valve, DI closure plate, PN 1.0 |  |  | nos
ML_HUNRV500 | Non Return Valve | 500mm dia MS/DI Wafer type Non return Valve, DI closure plate, PN 1.0 |  |  | nos
ML_HUNRV501 | Non Return Valve | 600mm dia MS/DI Wafer type Non return Valve, DI closure plate, PN 1.0 |  |  | nos
ML_HUNRV502 | Non Return Valve | 40mm dia MS/DI Wafer type Non return Valve, DI closure plate, PN 1.6 |  |  | nos
ML_HUNRV503 | Non Return Valve | 50mm dia MS/DI Wafer type Non return Valve, DI closure plate, PN 1.6 |  |  | nos
ML_HUNRV504 | Non Return Valve | 65mm dia MS/DI Wafer type Non return Valve, DI closure plate, PN 1.6 |  |  | nos
ML_HUNRV505 | Non Return Valve | 80mm dia MS/DI Wafer type Non return Valve, DI closure plate, PN 1.6 |  |  | nos
ML_HUNRV506 | Non Return Valve | 100mm dia MS/DI Wafer type Non return Valve, DI closure plate, PN 1.6 |  |  | nos
ML_HUNRV507 | Non Return Valve | 125mm dia MS/DI Wafer type Non return Valve, DI closure plate, PN 1.6 |  |  | nos
ML_HUNRV508 | Non Return Valve | 150mm dia MS/DI Wafer type Non return Valve, DI closure plate, PN 1.6 |  |  | nos
ML_HUNRV509 | Non Return Valve | 200mm dia MS/DI Wafer type Non return Valve, DI closure plate, PN 1.6 |  |  | nos
ML_HUNRV510 | Non Return Valve | 250mm dia MS/DI Wafer type Non return Valve, DI closure plate, PN 1.6 |  |  | nos
ML_HUNRV511 | Non Return Valve | 300mm dia MS/DI Wafer type Non return Valve, DI closure plate, PN 1.6 |  |  | nos
ML_HUNRV512 | Non Return Valve | 350mm dia MS/DI Wafer type Non return Valve, DI closure plate, PN 1.6 |  |  | nos
ML_HUNRV513 | Non Return Valve | 400mm dia MS/DI Wafer type Non return Valve, DI closure plate, PN 1.6 |  |  | nos
ML_HUNRV514 | Non Return Valve | 450mm dia MS/DI Wafer type Non return Valve, DI closure plate, PN 1.6 |  |  | nos
ML_HUNRV515 | Non Return Valve | 500mm dia MS/DI Wafer type Non return Valve, DI closure plate, PN 1.6 |  |  | nos
ML_HUNRV516 | Non Return Valve | 600mm dia MS/DI Wafer type Non return Valve, DI closure plate, PN 1.6 |  |  | nos
ML_HUNRV517 | Non Return Valve | 40mm dia MS/DI Wafer type Non return Valve, DI closure plate, PN 2.0 |  |  | nos
ML_HUNRV518 | Non Return Valve | 50mm dia MS/DI Wafer type Non return Valve, DI closure plate, PN 2.0 |  |  | nos
ML_HUNRV519 | Non Return Valve | 65mm dia MS/DI Wafer type Non return Valve, DI closure plate, PN 2.0 |  |  | nos
ML_HUNRV520 | Non Return Valve | 80mm dia MS/DI Wafer type Non return Valve, DI closure plate, PN 2.0 |  |  | nos
ML_HUNRV521 | Non Return Valve | 100mm dia MS/DI Wafer type Non return Valve, DI closure plate, PN 2.0 |  |  | nos
ML_HUNRV522 | Non Return Valve | 125mm dia MS/DI Wafer type Non return Valve, DI closure plate, PN 2.0 |  |  | nos
ML_HUNRV523 | Non Return Valve | 150mm dia MS/DI Wafer type Non return Valve, DI closure plate, PN 2.0 |  |  | nos
ML_HUNRV524 | Non Return Valve | 200mm dia MS/DI Wafer type Non return Valve, DI closure plate, PN 2.0 |  |  | nos
ML_HUNRV525 | Non Return Valve | 250mm dia MS/DI Wafer type Non return Valve, DI closure plate, PN 2.0 |  |  | nos
ML_HUNRV526 | Non Return Valve | 300mm dia MS/DI Wafer type Non return Valve, DI closure plate, PN 2.0 |  |  | nos
ML_HUNRV527 | Non Return Valve | 350mm dia MS/DI Wafer type Non return Valve, DI closure plate, PN 2.0 |  |  | nos
ML_HUNRV528 | Non Return Valve | 400mm dia MS/DI Wafer type Non return Valve, DI closure plate, PN 2.0 |  |  | nos
ML_HUNRV529 | Non Return Valve | 450mm dia MS/DI Wafer type Non return Valve, DI closure plate, PN 2.0 |  |  | nos
ML_HUNRV530 | Non Return Valve | 500mm dia MS/DI Wafer type Non return Valve, DI closure plate, PN 2.0 |  |  | nos
ML_HUNRV531 | Non Return Valve | 600mm dia MS/DI Wafer type Non return Valve, DI closure plate, PN 2.0 |  |  | nos
ML_HUNRV532 | Non Return Valve | 40mm dia MS/DI Wafer type Non return Valve, DI closure plate, PN 2.5 |  |  | nos
ML_HUNRV533 | Non Return Valve | 50mm dia MS/DI Wafer type Non return Valve, DI closure plate, PN 2.5 |  |  | nos
ML_HUNRV534 | Non Return Valve | 65mm dia MS/DI Wafer type Non return Valve, DI closure plate, PN 2.5 |  |  | nos
ML_HUNRV535 | Non Return Valve | 80mm dia MS/DI Wafer type Non return Valve, DI closure plate, PN 2.5 |  |  | nos
ML_HUNRV536 | Non Return Valve | 100mm dia MS/DI Wafer type Non return Valve, DI closure plate, PN 2.5 |  |  | nos
ML_HUNRV537 | Non Return Valve | 125mm dia MS/DI Wafer type Non return Valve, DI closure plate, PN 2.5 |  |  | nos
ML_HUNRV538 | Non Return Valve | 150mm dia MS/DI Wafer type Non return Valve, DI closure plate, PN 2.5 |  |  | nos
ML_HUNRV539 | Non Return Valve | 200mm dia MS/DI Wafer type Non return Valve, DI closure plate, PN 2.5 |  |  | nos
ML_HUNRV540 | Non Return Valve | 250mm dia MS/DI Wafer type Non return Valve, DI closure plate, PN 2.5 |  |  | nos
ML_HUNRV541 | Non Return Valve | 300mm dia MS/DI Wafer type Non return Valve, DI closure plate, PN 2.5 |  |  | nos
ML_HUNRV542 | Non Return Valve | 350mm dia MS/DI Wafer type Non return Valve, DI closure plate, PN 2.5 |  |  | nos
ML_HUNRV543 | Non Return Valve | 400mm dia MS/DI Wafer type Non return Valve, DI closure plate, PN 2.5 |  |  | nos
ML_HUNRV544 | Non Return Valve | 450mm dia MS/DI Wafer type Non return Valve, DI closure plate, PN 2.5 |  |  | nos
ML_HUNRV545 | Non Return Valve | 500mm dia MS/DI Wafer type Non return Valve, DI closure plate, PN 2.5 |  |  | nos
ML_HUNRV546 | Non Return Valve | 600mm dia MS/DI Wafer type Non return Valve, DI closure plate, PN 2.5 |  |  | nos
ML_HUAV001 | Air Valve | 15mm dia Single action CI Air Valve, PN 1.0 |  |  | nos
ML_HUAV002 | Air Valve | 20mm dia Single action CI Air Valve, PN 1.0 |  |  | nos
ML_HUAV003 | Air Valve | 25mm dia Single action CI Air Valve, PN 1.0 |  |  | nos
ML_HUAV004 | Air Valve | 32mm dia Single action CI Air Valve, PN 1.0 |  |  | nos
ML_HUAV005 | Air Valve | 40mm dia Single action CI Air Valve, PN 1.0 |  |  | nos
ML_HUAV006 | Air Valve | 50mm dia Single action CI Air Valve, PN 1.0 |  |  | nos
ML_HUAV007 | Air Valve | 65mm dia Single action CI Air Valve, PN 1.0 |  |  | nos
ML_HUAV008 | Air Valve | 80mm dia Single action CI Air Valve, PN 1.0 |  |  | nos
ML_HUAV009 | Air Valve | 100mm dia Single action CI Air Valve, PN 1.0 |  |  | nos
ML_HUAV010 | Air Valve | 15mm dia Single action DI Air Valve, PN 1.6 |  |  | nos
ML_HUAV011 | Air Valve | 20mm dia Single action DI Air Valve, PN 1.6 |  |  | nos
ML_HUAV012 | Air Valve | 25mm dia Single action DI Air Valve, PN 1.6 |  |  | nos
ML_HUAV013 | Air Valve | 32mm dia Single action DI Air Valve, PN 1.6 |  |  | nos
ML_HUAV014 | Air Valve | 40mm dia Single action DI Air Valve, PN 1.6 |  |  | nos
ML_HUAV015 | Air Valve | 50mm dia Single action DI Air Valve, PN 1.6 |  |  | nos
ML_HUAV016 | Air Valve | 65mm dia Single action DI Air Valve, PN 1.6 |  |  | nos
ML_HUAV017 | Air Valve | 80mm dia Single action DI Air Valve, PN 1.6 |  |  | nos
ML_HUAV018 | Air Valve | 100mm dia Single action DI Air Valve, PN 1.6 |  |  | nos
ML_HUAV019 | Air Valve | 40mm dia Double action CI Air Valve, PN 1.0 |  |  | nos
ML_HUAV020 | Air Valve | 50mm dia Double action CI Air Valve, PN 1.0 |  |  | nos
ML_HUAV021 | Air Valve | 65mm dia Double action CI Air Valve, PN 1.0 |  |  | nos
ML_HUAV022 | Air Valve | 80mm dia Double action CI Air Valve, PN 1.0 |  |  | nos
ML_HUAV023 | Air Valve | 100mm dia Double action CI Air Valve, PN 1.0 |  |  | nos
ML_HUAV024 | Air Valve | 125mm dia Double action CI Air Valve, PN 1.0 |  |  | nos
ML_HUAV025 | Air Valve | 150mm dia Double action CI Air Valve, PN 1.0 |  |  | nos
ML_HUAV026 | Air Valve | 200mm dia Double action CI Air Valve, PN 1.0 |  |  | nos
ML_HUAV027 | Air Valve | 40mm dia Double action DI Air Valve, PN 1.6 |  |  | nos
ML_HUAV028 | Air Valve | 50mm dia Double action DI Air Valve, PN 1.6 |  |  | nos
ML_HUAV029 | Air Valve | 65mm dia Double action DI Air Valve, PN 1.6 |  |  | nos
ML_HUAV030 | Air Valve | 80mm dia Double action DI Air Valve, PN 1.6 |  |  | nos
ML_HUAV031 | Air Valve | 100mm dia Double action DI Air Valve, PN 1.6 |  |  | nos
ML_HUAV032 | Air Valve | 125mm dia Double action DI Air Valve, PN 1.6 |  |  | nos
ML_HUAV033 | Air Valve | 150mm dia Double action DI Air Valve, PN 1.6 |  |  | nos
ML_HUAV034 | Air Valve | 200mm dia Double action DI Air Valve, PN 1.6 |  |  | nos
ML_HUAV035 | Air Valve | 40mm dia Isolating CI Air Valve, PN 1.0 |  |  | nos
ML_HUAV036 | Air Valve | 50mm dia Isolating CI Air Valve, PN 1.0 |  |  | nos
ML_HUAV037 | Air Valve | 65mm dia Isolating CI Air Valve, PN 1.0 |  |  | nos
ML_HUAV038 | Air Valve | 80mm dia Isolating CI Air Valve, PN 1.0 |  |  | nos
ML_HUAV039 | Air Valve | 100mm dia Isolating CI Air Valve, PN 1.0 |  |  | nos
ML_HUAV040 | Air Valve | 125mm dia Isolating CI Air Valve, PN 1.0 |  |  | nos
ML_HUAV041 | Air Valve | 150mm dia Isolating CI Air Valve, PN 1.0 |  |  | nos
ML_HUAV042 | Air Valve | 200mm dia Isolating CI Air Valve, PN 1.0 |  |  | nos
ML_HUAV043 | Air Valve | 40mm dia Isolating DI Air Valve, PN 1.6 |  |  | nos
ML_HUAV044 | Air Valve | 50mm dia Isolating DI Air Valve, PN 1.6 |  |  | nos
ML_HUAV045 | Air Valve | 65mm dia Isolating DI Air Valve, PN 1.6 |  |  | nos
ML_HUAV046 | Air Valve | 80mm dia Isolating DI Air Valve, PN 1.6 |  |  | nos
ML_HUAV047 | Air Valve | 100mm dia Isolating DI Air Valve, PN 1.6 |  |  | nos
ML_HUAV048 | Air Valve | 125mm dia Isolating DI Air Valve, PN 1.6 |  |  | nos
ML_HUAV049 | Air Valve | 150mm dia Isolating DI Air Valve, PN 1.6 |  |  | nos
ML_HUAV050 | Air Valve | 200mm dia Isolating DI Air Valve, PN 1.6 |  |  | nos
ML_HUAV051 | Air Valve | 50mm dia Kinetic CI Air Valve, PN 1.0 |  |  | nos
ML_HUAV052 | Air Valve | 65mm dia Kinetic CI Air Valve, PN 1.0 |  |  | nos
ML_HUAV053 | Air Valve | 80mm dia Kinetic CI Air Valve, PN 1.0 |  |  | nos
ML_HUAV054 | Air Valve | 100mm dia Kinetic CI Air Valve, PN 1.0 |  |  | nos
ML_HUAV055 | Air Valve | 50mm dia Kinetic DI Air Valve, PN 1.6 |  |  | nos
ML_HUAV056 | Air Valve | 65mm dia Kinetic DI Air Valve, PN 1.6 |  |  | nos
ML_HUAV057 | Air Valve | 80mm dia Kinetic DI Air Valve, PN 1.6 |  |  | nos
ML_HUAV058 | Air Valve | 100mm dia Kinetic DI Air Valve, PN 1.6 |  |  | nos
ML_HUBALLV001 | Ball Valve | 15mm dia Screwed CI Ball Valve, PN 2.0 |  |  | nos
ML_HUBALLV002 | Ball Valve | 20mm dia Screwed CI Ball Valve, PN 2.0 |  |  | nos
ML_HUBALLV003 | Ball Valve | 25mm dia Screwed CI Ball Valve, PN 2.0 |  |  | nos
ML_HUBALLV004 | Ball Valve | 32mm dia Screwed CI Ball Valve, PN 2.0 |  |  | nos
ML_HUBALLV005 | Ball Valve | 40mm dia Screwed CI Ball Valve, PN 2.0 |  |  | nos
ML_HUBALLV006 | Ball Valve | 50mm dia Screwed CI Ball Valve, PN 2.0 |  |  | nos
ML_HUBALLV007 | Ball Valve | 65mm dia Screwed CI Ball Valve, PN 2.0 |  |  | nos
ML_HUBALLV008 | Ball Valve | 80mm dia Screwed CI Ball Valve, PN 2.0 |  |  | nos
ML_HUBALLV009 | Ball Valve | 100mm dia Screwed CI Ball Valve, PN 2.0 |  |  | nos
ML_HUBALLV010 | Ball Valve | 15mm dia Screwed Gun metal Ball Valve, PN 2.0 |  |  | nos
ML_HUBALLV011 | Ball Valve | 20mm dia Screwed Gun metal Ball Valve, PN 2.0 |  |  | nos
ML_HUBALLV012 | Ball Valve | 25mm dia Screwed Gun metal Ball Valve, PN 2.0 |  |  | nos
ML_HUBALLV013 | Ball Valve | 32mm dia Screwed Gun metal Ball Valve, PN 2.0 |  |  | nos
ML_HUBALLV014 | Ball Valve | 40mm dia Screwed Gun metal Ball Valve, PN 2.0 |  |  | nos
ML_HUBALLV015 | Ball Valve | 50mm dia Screwed Gun metal Ball Valve, PN 2.0 |  |  | nos
ML_HUBALLV016 | Ball Valve | 15mm dia Screwed Gun metal Ball Valve, PN 3.0 |  |  | nos
ML_HUBALLV017 | Ball Valve | 20mm dia Screwed Gun metal Ball Valve, PN 3.0 |  |  | nos
ML_HUBALLV018 | Ball Valve | 25mm dia Screwed Gun metal Ball Valve, PN 3.0 |  |  | nos
ML_HUBALLV019 | Ball Valve | 32mm dia Screwed Gun metal Ball Valve, PN 3.0 |  |  | nos
ML_HUBALLV020 | Ball Valve | 40mm dia Screwed Gun metal Ball Valve, PN 3.0 |  |  | nos
ML_HUBALLV021 | Ball Valve | 50mm dia Screwed Gun metal Ball Valve, PN 3.0 |  |  | nos
ML_HUBALLV022 | Ball Valve | 15mm dia Screwed Forged Brass Ball Valve, PN 1.6 |  |  | nos
ML_HUBALLV023 | Ball Valve | 20mm dia Screwed Forged Brass Ball Valve, PN 1.6 |  |  | nos
ML_HUBALLV024 | Ball Valve | 25mm dia Screwed Forged Brass Ball Valve, PN 1.6 |  |  | nos
ML_HUBALLV025 | Ball Valve | 32mm dia Screwed Forged Brass Ball Valve, PN 1.6 |  |  | nos
ML_HUBALLV026 | Ball Valve | 40mm dia Screwed Forged Brass Ball Valve, PN 1.6 |  |  | nos
ML_HUBALLV027 | Ball Valve | 50mm dia Screwed Forged Brass Ball Valve, PN 1.6 |  |  | nos
ML_HUBALLV028 | Ball Valve | 15mm dia Screwed Brass Ball Valve, PN 1.6 |  |  | nos
ML_HUBALLV029 | Ball Valve | 20mm dia Screwed Brass Ball Valve, PN 1.6 |  |  | nos
ML_HUBALLV030 | Ball Valve | 25mm dia Screwed Brass Ball Valve, PN 1.6 |  |  | nos
ML_HUBALLV031 | Ball Valve | 15mm dia Screwed SS Ball Valve |  |  | nos
ML_HUBALLV032 | Ball Valve | 20mm dia Screwed SS Ball Valve |  |  | nos
ML_HUBALLV033 | Ball Valve | 25mm dia Screwed SS Ball Valve |  |  | nos
ML_HUBALLV034 | Ball Valve | 32mm dia Screwed SS Ball Valve |  |  | nos
ML_HUBALLV035 | Ball Valve | 40mm dia Screwed SS Ball Valve |  |  | nos
ML_HUBALLV036 | Ball Valve | 50mm dia Screwed SS Ball Valve |  |  | nos
ML_HUBALLV037 | Ball Valve | 65mm dia Screwed SS Ball Valve |  |  | nos
ML_HUBALLV038 | Ball Valve | 80mm dia Screwed SS Ball Valve |  |  | nos
ML_HUBALLV039 | Ball Valve | 100mm dia Screwed SS Ball Valve |  |  | nos
ML_HUBALLV040 | Ball Valve | 15mm dia Flanged SS Ball Valve |  |  | nos
ML_HUBALLV041 | Ball Valve | 20mm dia Flanged SS Ball Valve |  |  | nos
ML_HUBALLV042 | Ball Valve | 25mm dia Flanged SS Ball Valve |  |  | nos
ML_HUBALLV043 | Ball Valve | 32mm dia Flanged SS Ball Valve |  |  | nos
ML_HUBALLV044 | Ball Valve | 40mm dia Flanged SS Ball Valve |  |  | nos
ML_HUBALLV045 | Ball Valve | 50mm dia Flanged SS Ball Valve |  |  | nos
ML_HUBALLV046 | Ball Valve | 65mm dia Flanged SS Ball Valve |  |  | nos
ML_HUBALLV047 | Ball Valve | 80mm dia Flanged SS Ball Valve |  |  | nos
ML_HUBALLV048 | Ball Valve | 100mm dia Flanged SS Ball Valve |  |  | nos
ML_HUBALLV049 | Ball Valve | 15mm dia Flanged CI Ball Valve, PN 2.0 |  |  | nos
ML_HUBALLV050 | Ball Valve | 20mm dia Flanged CI Ball Valve, PN 2.0 |  |  | nos
ML_HUBALLV051 | Ball Valve | 25mm dia Flanged CI Ball Valve, PN 2.0 |  |  | nos
ML_HUBALLV052 | Ball Valve | 32mm dia Flanged CI Ball Valve, PN 2.0 |  |  | nos
ML_HUBALLV053 | Ball Valve | 40mm dia Flanged CI Ball Valve, PN 2.0 |  |  | nos
ML_HUBALLV054 | Ball Valve | 50mm dia Flanged CI Ball Valve, PN 2.0 |  |  | nos
ML_HUBALLV055 | Ball Valve | 65mm dia Flanged CI Ball Valve, PN 2.0 |  |  | nos
ML_HUBALLV056 | Ball Valve | 80mm dia Flanged CI Ball Valve, PN 2.0 |  |  | nos
ML_HUBALLV057 | Ball Valve | 100mm dia Flanged CI Ball Valve, PN 2.0 |  |  | nos
ML_HUBALLV058 | Ball Valve | 15mm dia CPVC Ball valve, PN 1.0 |  |  | nos
ML_HUBALLV059 | Ball Valve | 20mm dia CPVC Ball valve, PN 1.0 |  |  | nos
ML_HUBALLV060 | Ball Valve | 25mm dia CPVC Ball valve, PN 1.0 |  |  | nos
ML_HUBALLV061 | Ball Valve | 32mm dia CPVC Ball valve, PN 1.0 |  |  | nos
ML_HUBALLV062 | Ball Valve | 40mm dia CPVC Ball valve, PN 1.0 |  |  | nos
ML_HUBALLV063 | Ball Valve | 50mm dia CPVC Ball valve, PN 1.0 |  |  | nos
ML_HUBALLV064 | Ball Valve | 40mm dia CPVC Ball valve, PN 1.6 |  |  | nos
ML_HUBALLV065 | Ball Valve | 50mm dia CPVC Ball valve, PN 1.6 |  |  | nos
ML_HUBALV001 | Balancing valve | 20mm dia Brass Balancing Valve, PN 1.6 |  |  | nos
ML_HUBALV002 | Balancing valve | 25mm dia Brass Balancing Valve, PN 1.6 |  |  | nos
ML_HUBALV003 | Balancing valve | 32mm dia Brass Balancing Valve, PN 1.6 |  |  | nos
ML_HUBALV004 | Balancing valve | 40mm dia Brass Balancing Valve, PN 1.6 |  |  | nos
ML_HUBALV005 | Balancing valve | 50mm dia Brass Balancing Valve, PN 1.6 |  |  | nos
ML_HUBALV006 | Balancing valve | 40mm dia Brass Balancing Valve, PN 1.0 |  |  | nos
ML_HUBALV007 | Balancing valve | 50mm dia Brass Balancing Valve, PN 1.0 |  |  | nos
ML_HUBALV008 | Balancing valve | 65mm dia CI Balancing Valve, PN 1.6 |  |  | nos
ML_HUBALV009 | Balancing valve | 80mm dia CI Balancing Valve, PN 1.6 |  |  | nos
ML_HUBALV010 | Balancing valve | 100mm dia CI Balancing Valve, PN 1.6 |  |  | nos
ML_HUBALV011 | Balancing valve | 125mm dia CI Balancing Valve, PN 1.6 |  |  | nos
ML_HUBALV012 | Balancing valve | 150mm dia CI Balancing Valve, PN 1.6 |  |  | nos
ML_HUBALV013 | Balancing valve | 200mm dia CI Balancing Valve, PN 1.6 |  |  | nos
ML_HUBALV014 | Balancing valve | 65mm dia CI Balancing Valve, PN 1.0 |  |  | nos
ML_HUBALV015 | Balancing valve | 80mm dia CI Balancing Valve, PN 1.0 |  |  | nos
ML_HUBALV016 | Balancing valve | 100mm dia CI Balancing Valve, PN 1.0 |  |  | nos
ML_HUBALV017 | Balancing valve | 125mm dia CI Balancing Valve, PN 1.0 |  |  | nos
ML_HUBALV018 | Balancing valve | 150mm dia CI Balancing Valve, PN 1.0 |  |  | nos
ML_HUBALV019 | Balancing valve | 200mm dia CI Balancing Valve, PN 1.0 |  |  | nos
ML_HUYST013 | Y-strainer | 15mm dia Screwed lead free Brass Y-Strainer |  |  | nos
ML_HUYST014 | Y-strainer | 20mm dia Screwed lead free Brass Y-Strainer |  |  | nos
ML_HUYST015 | Y-strainer | 25mm dia Screwed lead free Brass Y-Strainer |  |  | nos
ML_HUYST016 | Y-strainer | 32mm dia Screwed lead free Brass Y-Strainer |  |  | nos
ML_HUYST017 | Y-strainer | 40mm dia Screwed lead free Brass Y-Strainer |  |  | nos
ML_HUYST018 | Y-strainer | 50mm dia Screwed lead free Brass Y-Strainer |  |  | nos
ML_HUYST019 | Y-strainer | 15mm dia Flanged lead free Brass Y-Strainer |  |  | nos
ML_HUYST020 | Y-strainer | 20mm dia Flanged lead free Brass Y-Strainer |  |  | nos
ML_HUYST021 | Y-strainer | 25mm dia Flanged lead free Brass Y-Strainer |  |  | nos
ML_HUYST022 | Y-strainer | 32mm dia Flanged lead free Brass Y-Strainer |  |  | nos
ML_HUYST023 | Y-strainer | 40mm dia Flanged lead free Brass Y-Strainer |  |  | nos
ML_HUYST024 | Y-strainer | 50mm dia Flanged lead free Brass Y-Strainer |  |  | nos
ML_HUYST025 | Y-strainer | 15mm dia Screwed Brass Y-Strainer |  |  | nos
ML_HUYST026 | Y-strainer | 20mm dia Screwed Brass Y-Strainer |  |  | nos
ML_HUYST027 | Y-strainer | 25mm dia Screwed Brass Y-Strainer |  |  | nos
ML_HUYST028 | Y-strainer | 32mm dia Screwed Brass Y-Strainer |  |  | nos
ML_HUYST029 | Y-strainer | 40mm dia Screwed Brass Y-Strainer |  |  | nos
ML_HUYST030 | Y-strainer | 50mm dia Screwed Brass Y-Strainer |  |  | nos
ML_HUYST031 | Y-strainer | 15mm dia Flanged Brass Y-Strainer |  |  | nos
ML_HUYST032 | Y-strainer | 20mm dia Flanged Brass Y-Strainer |  |  | nos
ML_HUYST033 | Y-strainer | 25mm dia Flanged Brass Y-Strainer |  |  | nos
ML_HUYST034 | Y-strainer | 32mm dia Flanged Brass Y-Strainer |  |  | nos
ML_HUYST035 | Y-strainer | 40mm dia Flanged Brass Y-Strainer |  |  | nos
ML_HUYST036 | Y-strainer | 50mm dia Flanged Brass Y-Strainer |  |  | nos
ML_HUYST037 | Y-strainer | 15mm dia Screwed CI Y-Strainer, PN 1.0 |  |  | nos
ML_HUYST038 | Y-strainer | 20mm dia Screwed CI Y-Strainer, PN 1.0 |  |  | nos
ML_HUYST039 | Y-strainer | 25mm dia Screwed CI Y-Strainer, PN 1.0 |  |  | nos
ML_HUYST040 | Y-strainer | 32mm dia Screwed CI Y-Strainer, PN 1.0 |  |  | nos
ML_HUYST041 | Y-strainer | 40mm dia Screwed CI Y-Strainer, PN 1.0 |  |  | nos
ML_HUYST042 | Y-strainer | 50mm dia Screwed CI Y-Strainer, PN 1.0 |  |  | nos
ML_HUYST043 | Y-strainer | 65mm dia Screwed CI Y-Strainer, PN 1.0 |  |  | nos
ML_HUYST044 | Y-strainer | 80mm dia Screwed CI Y-Strainer, PN 1.0 |  |  | nos
ML_HUYST045 | Y-strainer | 100mm dia Screwed CI Y-Strainer, PN 1.0 |  |  | nos
ML_HUYST046 | Y-strainer | 15mm dia Screwed CI Y-Strainer, PN 1.6 |  |  | nos
ML_HUYST047 | Y-strainer | 20mm dia Screwed CI Y-Strainer, PN 1.6 |  |  | nos
ML_HUYST048 | Y-strainer | 25mm dia Screwed CI Y-Strainer, PN 1.6 |  |  | nos
ML_HUYST049 | Y-strainer | 32mm dia Screwed CI Y-Strainer, PN 1.6 |  |  | nos
ML_HUYST050 | Y-strainer | 40mm dia Screwed CI Y-Strainer, PN 1.6 |  |  | nos
ML_HUYST051 | Y-strainer | 50mm dia Screwed CI Y-Strainer, PN 1.6 |  |  | nos
ML_HUYST052 | Y-strainer | 65mm dia Screwed CI Y-Strainer, PN 1.6 |  |  | nos
ML_HUYST053 | Y-strainer | 80mm dia Screwed CI Y-Strainer, PN 1.6 |  |  | nos
ML_HUYST054 | Y-strainer | 100mm dia Screwed CI Y-Strainer, PN 1.6 |  |  | nos
ML_HUYST055 | Y-strainer | 15mm dia Screwed DI Y-Strainer, PN 1.6 |  |  | nos
ML_HUYST056 | Y-strainer | 20mm dia Screwed DI Y-Strainer, PN 1.6 |  |  | nos
ML_HUYST057 | Y-strainer | 25mm dia Screwed DI Y-Strainer, PN 1.6 |  |  | nos
ML_HUYST058 | Y-strainer | 32mm dia Screwed DI Y-Strainer, PN 1.6 |  |  | nos
ML_HUYST059 | Y-strainer | 40mm dia Screwed DI Y-Strainer, PN 1.6 |  |  | nos
ML_HUYST060 | Y-strainer | 50mm dia Screwed DI Y-Strainer, PN 1.6 |  |  | nos
ML_HUYST061 | Y-strainer | 65mm dia Screwed DI Y-Strainer, PN 1.6 |  |  | nos
ML_HUYST062 | Y-strainer | 80mm dia Screwed DI Y-Strainer, PN 1.6 |  |  | nos
ML_HUYST063 | Y-strainer | 100mm dia Screwed DI Y-Strainer, PN 1.6 |  |  | nos
ML_HUYST064 | Y-strainer | 15mm dia Screwed DI Y-Strainer, PN 2.0 |  |  | nos
ML_HUYST065 | Y-strainer | 20mm dia Screwed DI Y-Strainer, PN 2.0 |  |  | nos
ML_HUYST066 | Y-strainer | 25mm dia Screwed DI Y-Strainer, PN 2.0 |  |  | nos
ML_HUYST067 | Y-strainer | 32mm dia Screwed DI Y-Strainer, PN 2.0 |  |  | nos
ML_HUYST068 | Y-strainer | 40mm dia Screwed DI Y-Strainer, PN 2.0 |  |  | nos
ML_HUYST069 | Y-strainer | 50mm dia Screwed DI Y-Strainer, PN 2.0 |  |  | nos
ML_HUYST070 | Y-strainer | 65mm dia Screwed DI Y-Strainer, PN 2.0 |  |  | nos
ML_HUYST071 | Y-strainer | 80mm dia Screwed DI Y-Strainer, PN 2.0 |  |  | nos
ML_HUYST072 | Y-strainer | 100mm dia Screwed DI Y-Strainer, PN 2.0 |  |  | nos
ML_HUYST073 | Y-strainer | 25mm dia Flanged CI Y-Strainer, PN 1.0 |  |  | nos
ML_HUYST074 | Y-strainer | 32mm dia Flanged CI Y-Strainer, PN 1.0 |  |  | nos
ML_HUYST075 | Y-strainer | 40mm dia Flanged CI Y-Strainer, PN 1.0 |  |  | nos
ML_HUYST076 | Y-strainer | 50mm dia Flanged CI Y-Strainer, PN 1.0 |  |  | nos
ML_HUYST077 | Y-strainer | 65mm dia Flanged CI Y-Strainer, PN 1.0 |  |  | nos
ML_HUYST078 | Y-strainer | 80mm dia Flanged CI Y-Strainer, PN 1.0 |  |  | nos
ML_HUYST079 | Y-strainer | 100mm dia Flanged CI Y-Strainer, PN 1.0 |  |  | nos
ML_HUYST080 | Y-strainer | 125mm dia Flanged CI Y-Strainer, PN 1.0 |  |  | nos
ML_HUYST081 | Y-strainer | 150mm dia Flanged CI Y-Strainer, PN 1.0 |  |  | nos
ML_HUYST082 | Y-strainer | 200mm dia Flanged CI Y-Strainer, PN 1.0 |  |  | nos
ML_HUYST083 | Y-strainer | 250mm dia Flanged CI Y-Strainer, PN 1.0 |  |  | nos
ML_HUYST084 | Y-strainer | 300mm dia Flanged CI Y-Strainer, PN 1.0 |  |  | nos
ML_HUYST085 | Y-strainer | 350mm dia Flanged CI Y-Strainer, PN 1.0 |  |  | nos
ML_HUYST086 | Y-strainer | 400mm dia Flanged CI Y-Strainer, PN 1.0 |  |  | nos
ML_HUYST087 | Y-strainer | 25mm dia Flanged CI Y-Strainer, PN 1.6 |  |  | nos
ML_HUYST088 | Y-strainer | 32mm dia Flanged CI Y-Strainer, PN 1.6 |  |  | nos
ML_HUYST089 | Y-strainer | 40mm dia Flanged CI Y-Strainer, PN 1.6 |  |  | nos
ML_HUYST090 | Y-strainer | 50mm dia Flanged CI Y-Strainer, PN 1.6 |  |  | nos
ML_HUYST091 | Y-strainer | 65mm dia Flanged CI Y-Strainer, PN 1.6 |  |  | nos
ML_HUYST092 | Y-strainer | 80mm dia Flanged CI Y-Strainer, PN 1.6 |  |  | nos
ML_HUYST093 | Y-strainer | 100mm dia Flanged CI Y-Strainer, PN 1.6 |  |  | nos
ML_HUYST094 | Y-strainer | 125mm dia Flanged CI Y-Strainer, PN 1.6 |  |  | nos
ML_HUYST095 | Y-strainer | 150mm dia Flanged CI Y-Strainer, PN 1.6 |  |  | nos
ML_HUYST096 | Y-strainer | 200mm dia Flanged CI Y-Strainer, PN 1.6 |  |  | nos
ML_HUYST097 | Y-strainer | 250mm dia Flanged CI Y-Strainer, PN 1.6 |  |  | nos
ML_HUYST098 | Y-strainer | 300mm dia Flanged CI Y-Strainer, PN 1.6 |  |  | nos
ML_HUYST099 | Y-strainer | 350mm dia Flanged CI Y-Strainer, PN 1.6 |  |  | nos
ML_HUYST100 | Y-strainer | 400mm dia Flanged CI Y-Strainer, PN 1.6 |  |  | nos
ML_HUYST101 | Y-strainer | 25mm dia Flanged DI Y-Strainer, PN 1.6 |  |  | nos
ML_HUYST102 | Y-strainer | 32mm dia Flanged DI Y-Strainer, PN 1.6 |  |  | nos
ML_HUYST103 | Y-strainer | 40mm dia Flanged DI Y-Strainer, PN 1.6 |  |  | nos
ML_HUYST104 | Y-strainer | 50mm dia Flanged DI Y-Strainer, PN 1.6 |  |  | nos
ML_HUYST105 | Y-strainer | 65mm dia Flanged DI Y-Strainer, PN 1.6 |  |  | nos
ML_HUYST106 | Y-strainer | 80mm dia Flanged DI Y-Strainer, PN 1.6 |  |  | nos
ML_HUYST107 | Y-strainer | 100mm dia Flanged DI Y-Strainer, PN 1.6 |  |  | nos
ML_HUYST108 | Y-strainer | 125mm dia Flanged DI Y-Strainer, PN 1.6 |  |  | nos
ML_HUYST109 | Y-strainer | 150mm dia Flanged DI Y-Strainer, PN 1.6 |  |  | nos
ML_HUYST110 | Y-strainer | 200mm dia Flanged DI Y-Strainer, PN 1.6 |  |  | nos
ML_HUYST111 | Y-strainer | 250mm dia Flanged DI Y-Strainer, PN 1.6 |  |  | nos
ML_HUYST112 | Y-strainer | 300mm dia Flanged DI Y-Strainer, PN 1.6 |  |  | nos
ML_HUYST113 | Y-strainer | 350mm dia Flanged DI Y-Strainer, PN 1.6 |  |  | nos
ML_HUYST114 | Y-strainer | 400mm dia Flanged DI Y-Strainer, PN 1.6 |  |  | nos
ML_HUYST115 | Y-strainer | 25mm dia Flanged DI Y-Strainer, PN 2.0 |  |  | nos
ML_HUYST116 | Y-strainer | 32mm dia Flanged DI Y-Strainer, PN 2.0 |  |  | nos
ML_HUYST117 | Y-strainer | 40mm dia Flanged DI Y-Strainer, PN 2.0 |  |  | nos
ML_HUYST118 | Y-strainer | 50mm dia Flanged DI Y-Strainer, PN 2.0 |  |  | nos
ML_HUYST119 | Y-strainer | 65mm dia Flanged DI Y-Strainer, PN 2.0 |  |  | nos
ML_HUYST120 | Y-strainer | 80mm dia Flanged DI Y-Strainer, PN 2.0 |  |  | nos
ML_HUYST121 | Y-strainer | 100mm dia Flanged DI Y-Strainer, PN 2.0 |  |  | nos
ML_HUYST122 | Y-strainer | 125mm dia Flanged DI Y-Strainer, PN 2.0 |  |  | nos
ML_HUYST123 | Y-strainer | 150mm dia Flanged DI Y-Strainer, PN 2.0 |  |  | nos
ML_HUYST124 | Y-strainer | 200mm dia Flanged DI Y-Strainer, PN 2.0 |  |  | nos
ML_HUYST125 | Y-strainer | 250mm dia Flanged DI Y-Strainer, PN 2.0 |  |  | nos
ML_HUYST126 | Y-strainer | 300mm dia Flanged DI Y-Strainer, PN 2.0 |  |  | nos
ML_HUYST127 | Y-strainer | 350mm dia Flanged DI Y-Strainer, PN 2.0 |  |  | nos
ML_HUYST128 | Y-strainer | 400mm dia Flanged DI Y-Strainer, PN 2.0 |  |  | nos
ML_HUYST129 | Y-strainer | 25mm dia Flanged DI Y-Strainer, PN 2.5 |  |  | nos
ML_HUYST130 | Y-strainer | 32mm dia Flanged DI Y-Strainer, PN 2.5 |  |  | nos
ML_HUYST131 | Y-strainer | 40mm dia Flanged DI Y-Strainer, PN 2.5 |  |  | nos
ML_HUYST132 | Y-strainer | 50mm dia Flanged DI Y-Strainer, PN 2.5 |  |  | nos
ML_HUYST133 | Y-strainer | 65mm dia Flanged DI Y-Strainer, PN 2.5 |  |  | nos
ML_HUYST134 | Y-strainer | 80mm dia Flanged DI Y-Strainer, PN 2.5 |  |  | nos
ML_HUYST135 | Y-strainer | 100mm dia Flanged DI Y-Strainer, PN 2.5 |  |  | nos
ML_HUYST136 | Y-strainer | 125mm dia Flanged DI Y-Strainer, PN 2.5 |  |  | nos
ML_HUYST137 | Y-strainer | 150mm dia Flanged DI Y-Strainer, PN 2.5 |  |  | nos
ML_HUYST138 | Y-strainer | 200mm dia Flanged DI Y-Strainer, PN 2.5 |  |  | nos
ML_HUYST139 | Y-strainer | 250mm dia Flanged DI Y-Strainer, PN 2.5 |  |  | nos
ML_HUYST140 | Y-strainer | 300mm dia Flanged DI Y-Strainer, PN 2.5 |  |  | nos
ML_HUYST141 | Y-strainer | 350mm dia Flanged DI Y-Strainer, PN 2.5 |  |  | nos
ML_HUYST142 | Y-strainer | 400mm dia Flanged DI Y-Strainer, PN 2.5 |  |  | nos
ML_FPPST001 | POT Strainer | 50mm dia Flanged CI Pot Strainer, PN 1.0 |  |  | nos
ML_FPPST002 | POT Strainer | 65mm dia Flanged CI Pot Strainer, PN 1.0 |  |  | nos
ML_FPPST003 | POT Strainer | 80mm dia Flanged CI Pot Strainer, PN 1.0 |  |  | nos
ML_FPPST004 | POT Strainer | 100mm dia Flanged CI Pot Strainer, PN 1.0 |  |  | nos
ML_FPPST005 | POT Strainer | 125mm dia Flanged CI Pot Strainer, PN 1.0 |  |  | nos
ML_FPPST006 | POT Strainer | 150mm dia Flanged CI Pot Strainer, PN 1.0 |  |  | nos
ML_FPPST007 | POT Strainer | 200mm dia Flanged CI Pot Strainer, PN 1.0 |  |  | nos
ML_FPPST008 | POT Strainer | 250mm dia Flanged CI Pot Strainer, PN 1.0 |  |  | nos
ML_FPPST009 | POT Strainer | 300mm dia Flanged CI Pot Strainer, PN 1.0 |  |  | nos
ML_FPPST010 | POT Strainer | 50mm dia Flanged CI Pot Strainer, PN 1.6 |  |  | nos
ML_FPPST011 | POT Strainer | 65mm dia Flanged CI Pot Strainer, PN 1.6 |  |  | nos
ML_FPPST012 | POT Strainer | 80mm dia Flanged CI Pot Strainer, PN 1.6 |  |  | nos
ML_FPPST013 | POT Strainer | 100mm dia Flanged CI Pot Strainer, PN 1.6 |  |  | nos
ML_FPPST014 | POT Strainer | 125mm dia Flanged CI Pot Strainer, PN 1.6 |  |  | nos
ML_FPPST015 | POT Strainer | 150mm dia Flanged CI Pot Strainer, PN 1.6 |  |  | nos
ML_FPPST016 | POT Strainer | 200mm dia Flanged CI Pot Strainer, PN 1.6 |  |  | nos
ML_FPPST017 | POT Strainer | 250mm dia Flanged CI Pot Strainer, PN 1.6 |  |  | nos
ML_FPPST018 | POT Strainer | 300mm dia Flanged CI Pot Strainer, PN 1.6 |  |  | nos
ML_FPPST019 | POT Strainer | 50mm dia Flanged DI Pot Strainer, PN 1.6 |  |  | nos
ML_FPPST020 | POT Strainer | 65mm dia Flanged DI Pot Strainer, PN 1.6 |  |  | nos
ML_FPPST021 | POT Strainer | 80mm dia Flanged DI Pot Strainer, PN 1.6 |  |  | nos
ML_FPPST022 | POT Strainer | 100mm dia Flanged DI Pot Strainer, PN 1.6 |  |  | nos
ML_FPPST023 | POT Strainer | 125mm dia Flanged DI Pot Strainer, PN 1.6 |  |  | nos
ML_FPPST024 | POT Strainer | 150mm dia Flanged DI Pot Strainer, PN 1.6 |  |  | nos
ML_FPPST025 | POT Strainer | 200mm dia Flanged DI Pot Strainer, PN 1.6 |  |  | nos
ML_FPPST026 | POT Strainer | 250mm dia Flanged DI Pot Strainer, PN 1.6 |  |  | nos
ML_FPPST027 | POT Strainer | 300mm dia Flanged DI Pot Strainer, PN 1.6 |  |  | nos
ML_HUBV001 | Butterfly Valve | 25mm dia Al Butterfly valve, lever type, SS 316 disc, PN 1.6 |  |  | nos
ML_HUBV002 | Butterfly Valve | 40mm dia Al Butterfly valve, lever type, SS 316 disc, PN 1.6 |  |  | nos
ML_HUBV003 | Butterfly Valve | 50mm dia Al Butterfly valve, lever type, SS 316 disc, PN 1.6 |  |  | nos
ML_HUBV004 | Butterfly Valve | 65mm dia Al Butterfly valve, lever type, SS 316 disc, PN 1.6 |  |  | nos
ML_HUBV005 | Butterfly Valve | 80mm dia Al Butterfly valve, lever type, SS 316 disc, PN 1.6 |  |  | nos
ML_HUBV006 | Butterfly Valve | 100mm dia Al Butterfly valve, lever type, SS 316 disc, PN 1.6 |  |  | nos
ML_HUBV007 | Butterfly Valve | 150mm dia Al Butterfly valve, lever type, SS 316 disc, PN 1.6 |  |  | nos
ML_HUBV008 | Butterfly Valve | 40mm dia CI Butterfly valve, lever type, DI disc, PN 1.0 |  |  | nos
ML_HUBV009 | Butterfly Valve | 50mm dia CI Butterfly valve, lever type, DI disc, PN 1.0 |  |  | nos
ML_HUBV010 | Butterfly Valve | 65mm dia CI Butterfly valve, lever type, DI disc, PN 1.0 |  |  | nos
ML_HUBV011 | Butterfly Valve | 80mm dia CI Butterfly valve, lever type, DI disc, PN 1.0 |  |  | nos
ML_HUBV012 | Butterfly Valve | 100mm dia CI Butterfly valve, lever type, DI disc, PN 1.0 |  |  | nos
ML_HUBV013 | Butterfly Valve | 125mm dia CI Butterfly valve, lever type, DI disc, PN 1.0 |  |  | nos
ML_HUBV014 | Butterfly Valve | 150mm dia CI Butterfly valve, lever type, DI disc, PN 1.0 |  |  | nos
ML_HUBV015 | Butterfly Valve | 200mm dia CI Butterfly valve, lever type, DI disc, PN 1.0 |  |  | nos
ML_HUBV016 | Butterfly Valve | 40mm dia CI Butterfly valve, lever type, SS 304 disc, PN 1.0 |  |  | nos
ML_HUBV017 | Butterfly Valve | 50mm dia CI Butterfly valve, lever type, SS 304 disc, PN 1.0 |  |  | nos
ML_HUBV018 | Butterfly Valve | 65mm dia CI Butterfly valve, lever type, SS 304 disc, PN 1.0 |  |  | nos
ML_HUBV019 | Butterfly Valve | 80mm dia CI Butterfly valve, lever type, SS 304 disc, PN 1.0 |  |  | nos
ML_HUBV020 | Butterfly Valve | 100mm dia CI Butterfly valve, lever type, SS 304 disc, PN 1.0 |  |  | nos
ML_HUBV021 | Butterfly Valve | 125mm dia CI Butterfly valve, lever type, SS 304 disc, PN 1.0 |  |  | nos
ML_HUBV022 | Butterfly Valve | 150mm dia CI Butterfly valve, lever type, SS 304 disc, PN 1.0 |  |  | nos
ML_HUBV023 | Butterfly Valve | 200mm dia CI Butterfly valve, lever type, SS 304 disc, PN 1.0 |  |  | nos
ML_HUBV024 | Butterfly Valve | 40mm dia CI Butterfly valve, lever type, SS 316 disc, PN 1.0 |  |  | nos
ML_HUBV025 | Butterfly Valve | 50mm dia CI Butterfly valve, lever type, SS 316 disc, PN 1.0 |  |  | nos
ML_HUBV026 | Butterfly Valve | 65mm dia CI Butterfly valve, lever type, SS 316 disc, PN 1.0 |  |  | nos
ML_HUBV027 | Butterfly Valve | 80mm dia CI Butterfly valve, lever type, SS 316 disc, PN 1.0 |  |  | nos
ML_HUBV028 | Butterfly Valve | 100mm dia CI Butterfly valve, lever type, SS 316 disc, PN 1.0 |  |  | nos
ML_HUBV029 | Butterfly Valve | 125mm dia CI Butterfly valve, lever type, SS 316 disc, PN 1.0 |  |  | nos
ML_HUBV030 | Butterfly Valve | 150mm dia CI Butterfly valve, lever type, SS 316 disc, PN 1.0 |  |  | nos
ML_HUBV031 | Butterfly Valve | 200mm dia CI Butterfly valve, lever type, SS 316 disc, PN 1.0 |  |  | nos
ML_HUBV032 | Butterfly Valve | 40mm dia CI Butterfly valve with gear box, DI disc, PN 1.0 |  |  | nos
ML_HUBV033 | Butterfly Valve | 50mm dia CI Butterfly valve with gear box, DI disc, PN 1.0 |  |  | nos
ML_HUBV034 | Butterfly Valve | 65mm dia CI Butterfly valve with gear box, DI disc, PN 1.0 |  |  | nos
ML_HUBV035 | Butterfly Valve | 80mm dia CI Butterfly valve with gear box, DI disc, PN 1.0 |  |  | nos
ML_HUBV036 | Butterfly Valve | 100mm dia CI Butterfly valve with gear box, DI disc, PN 1.0 |  |  | nos
ML_HUBV037 | Butterfly Valve | 125mm dia CI Butterfly valve with gear box, DI disc, PN 1.0 |  |  | nos
ML_HUBV038 | Butterfly Valve | 150mm dia CI Butterfly valve with gear box, DI disc, PN 1.0 |  |  | nos
ML_HUBV039 | Butterfly Valve | 200mm dia CI Butterfly valve with gear box, DI disc, PN 1.0 |  |  | nos
ML_HUBV040 | Butterfly Valve | 250mm dia CI Butterfly valve with gear box, DI disc, PN 1.0 |  |  | nos
ML_HUBV041 | Butterfly Valve | 300mm dia CI Butterfly valve with gear box, DI disc, PN 1.0 |  |  | nos
ML_HUBV042 | Butterfly Valve | 350mm dia CI Butterfly valve with gear box, DI disc, PN 1.0 |  |  | nos
ML_HUBV043 | Butterfly Valve | 400mm dia CI Butterfly valve with gear box, DI disc, PN 1.0 |  |  | nos
ML_HUBV044 | Butterfly Valve | 450mm dia CI Butterfly valve with gear box, DI disc, PN 1.0 |  |  | nos
ML_HUBV045 | Butterfly Valve | 500mm dia CI Butterfly valve with gear box, DI disc, PN 1.0 |  |  | nos
ML_HUBV046 | Butterfly Valve | 600mm dia CI Butterfly valve with gear box, DI disc, PN 1.0 |  |  | nos
ML_HUBV047 | Butterfly Valve | 40mm dia CI Butterfly valve with gear box, SS 304 disc, PN 1.0 |  |  | nos
ML_HUBV048 | Butterfly Valve | 50mm dia CI Butterfly valve with gear box, SS 304 disc, PN 1.0 |  |  | nos
ML_HUBV049 | Butterfly Valve | 65mm dia CI Butterfly valve with gear box, SS 304 disc, PN 1.0 |  |  | nos
ML_HUBV050 | Butterfly Valve | 80mm dia CI Butterfly valve with gear box, SS 304 disc, PN 1.0 |  |  | nos
ML_HUBV051 | Butterfly Valve | 100mm dia CI Butterfly valve with gear box, SS 304 disc, PN 1.0 |  |  | nos
ML_HUBV052 | Butterfly Valve | 125mm dia CI Butterfly valve with gear box, SS 304 disc, PN 1.0 |  |  | nos
ML_HUBV053 | Butterfly Valve | 150mm dia CI Butterfly valve with gear box, SS 304 disc, PN 1.0 |  |  | nos
ML_HUBV054 | Butterfly Valve | 200mm dia CI Butterfly valve with gear box, SS 304 disc, PN 1.0 |  |  | nos
ML_HUBV055 | Butterfly Valve | 250mm dia CI Butterfly valve with gear box, SS 304 disc, PN 1.0 |  |  | nos
ML_HUBV056 | Butterfly Valve | 300mm dia CI Butterfly valve with gear box, SS 304 disc, PN 1.0 |  |  | nos
ML_HUBV057 | Butterfly Valve | 350mm dia CI Butterfly valve with gear box, SS 304 disc, PN 1.0 |  |  | nos
ML_HUBV058 | Butterfly Valve | 400mm dia CI Butterfly valve with gear box, SS 304 disc, PN 1.0 |  |  | nos
ML_HUBV059 | Butterfly Valve | 450mm dia CI Butterfly valve with gear box, SS 304 disc, PN 1.0 |  |  | nos
ML_HUBV060 | Butterfly Valve | 500mm dia CI Butterfly valve with gear box, SS 304 disc, PN 1.0 |  |  | nos
ML_HUBV061 | Butterfly Valve | 600mm dia CI Butterfly valve with gear box, SS 304 disc, PN 1.0 |  |  | nos
ML_HUBV062 | Butterfly Valve | 40mm dia CI Butterfly valve with gear box, SS 316 disc, PN 1.0 |  |  | nos
ML_HUBV063 | Butterfly Valve | 50mm dia CI Butterfly valve with gear box, SS 316 disc, PN 1.0 |  |  | nos
ML_HUBV064 | Butterfly Valve | 65mm dia CI Butterfly valve with gear box, SS 316 disc, PN 1.0 |  |  | nos
ML_HUBV065 | Butterfly Valve | 80mm dia CI Butterfly valve with gear box, SS 316 disc, PN 1.0 |  |  | nos
ML_HUBV066 | Butterfly Valve | 100mm dia CI Butterfly valve with gear box, SS 316 disc, PN 1.0 |  |  | nos
ML_HUBV067 | Butterfly Valve | 125mm dia CI Butterfly valve with gear box, SS 316 disc, PN 1.0 |  |  | nos
ML_HUBV068 | Butterfly Valve | 150mm dia CI Butterfly valve with gear box, SS 316 disc, PN 1.0 |  |  | nos
ML_HUBV069 | Butterfly Valve | 200mm dia CI Butterfly valve with gear box, SS 316 disc, PN 1.0 |  |  | nos
ML_HUBV070 | Butterfly Valve | 250mm dia CI Butterfly valve with gear box, SS 316 disc, PN 1.0 |  |  | nos
ML_HUBV071 | Butterfly Valve | 300mm dia CI Butterfly valve with gear box, SS 316 disc, PN 1.0 |  |  | nos
ML_HUBV072 | Butterfly Valve | 350mm dia CI Butterfly valve with gear box, SS 316 disc, PN 1.0 |  |  | nos
ML_HUBV073 | Butterfly Valve | 400mm dia CI Butterfly valve with gear box, SS 316 disc, PN 1.0 |  |  | nos
ML_HUBV074 | Butterfly Valve | 450mm dia CI Butterfly valve with gear box, SS 316 disc, PN 1.0 |  |  | nos
ML_HUBV075 | Butterfly Valve | 500mm dia CI Butterfly valve with gear box, SS 316 disc, PN 1.0 |  |  | nos
ML_HUBV076 | Butterfly Valve | 600mm dia CI Butterfly valve with gear box, SS 316 disc, PN 1.0 |  |  | nos
ML_HUBV077 | Butterfly Valve | 40mm dia CI Butterfly valve, lever type, DI disc, PN 1.6 |  |  | nos
ML_HUBV078 | Butterfly Valve | 50mm dia CI Butterfly valve, lever type, DI disc, PN 1.6 |  |  | nos
ML_HUBV079 | Butterfly Valve | 65mm dia CI Butterfly valve, lever type, DI disc, PN 1.6 |  |  | nos
ML_HUBV080 | Butterfly Valve | 80mm dia CI Butterfly valve, lever type, DI disc, PN 1.6 |  |  | nos
ML_HUBV081 | Butterfly Valve | 100mm dia CI Butterfly valve, lever type, DI disc, PN 1.6 |  |  | nos
ML_HUBV082 | Butterfly Valve | 125mm dia CI Butterfly valve, lever type, DI disc, PN 1.6 |  |  | nos
ML_HUBV083 | Butterfly Valve | 150mm dia CI Butterfly valve, lever type, DI disc, PN 1.6 |  |  | nos
ML_HUBV084 | Butterfly Valve | 200mm dia CI Butterfly valve, lever type, DI disc, PN 1.6 |  |  | nos
ML_HUBV085 | Butterfly Valve | 40mm dia CI Butterfly valve, lever type, SS 304 disc, PN 1.6 |  |  | nos
ML_HUBV086 | Butterfly Valve | 50mm dia CI Butterfly valve, lever type, SS 304 disc, PN 1.6 |  |  | nos
ML_HUBV087 | Butterfly Valve | 65mm dia CI Butterfly valve, lever type, SS 304 disc, PN 1.6 |  |  | nos
ML_HUBV088 | Butterfly Valve | 80mm dia CI Butterfly valve, lever type, SS 304 disc, PN 1.6 |  |  | nos
ML_HUBV089 | Butterfly Valve | 100mm dia CI Butterfly valve, lever type, SS 304 disc, PN 1.6 |  |  | nos
ML_HUBV090 | Butterfly Valve | 125mm dia CI Butterfly valve, lever type, SS 304 disc, PN 1.6 |  |  | nos
ML_HUBV091 | Butterfly Valve | 150mm dia CI Butterfly valve, lever type, SS 304 disc, PN 1.6 |  |  | nos
ML_HUBV092 | Butterfly Valve | 200mm dia CI Butterfly valve, lever type, SS 304 disc, PN 1.6 |  |  | nos
ML_HUBV093 | Butterfly Valve | 40mm dia CI Butterfly valve, lever type, SS 316 disc, PN 1.6 |  |  | nos
ML_HUBV094 | Butterfly Valve | 50mm dia CI Butterfly valve, lever type, SS 316 disc, PN 1.6 |  |  | nos
ML_HUBV095 | Butterfly Valve | 65mm dia CI Butterfly valve, lever type, SS 316 disc, PN 1.6 |  |  | nos
ML_HUBV096 | Butterfly Valve | 80mm dia CI Butterfly valve, lever type, SS 316 disc, PN 1.6 |  |  | nos
ML_HUBV097 | Butterfly Valve | 100mm dia CI Butterfly valve, lever type, SS 316 disc, PN 1.6 |  |  | nos
ML_HUBV098 | Butterfly Valve | 125mm dia CI Butterfly valve, lever type, SS 316 disc, PN 1.6 |  |  | nos
ML_HUBV099 | Butterfly Valve | 150mm dia CI Butterfly valve, lever type, SS 316 disc, PN 1.6 |  |  | nos
ML_HUBV100 | Butterfly Valve | 200mm dia CI Butterfly valve, lever type, SS 316 disc, PN 1.6 |  |  | nos
ML_HUBV101 | Butterfly Valve | 40mm dia CI Butterfly valve with gear box, DI disc, PN 1.6 |  |  | nos
ML_HUBV102 | Butterfly Valve | 50mm dia CI Butterfly valve with gear box, DI disc, PN 1.6 |  |  | nos
ML_HUBV103 | Butterfly Valve | 65mm dia CI Butterfly valve with gear box, DI disc, PN 1.6 |  |  | nos
ML_HUBV104 | Butterfly Valve | 80mm dia CI Butterfly valve with gear box, DI disc, PN 1.6 |  |  | nos
ML_HUBV105 | Butterfly Valve | 100mm dia CI Butterfly valve with gear box, DI disc, PN 1.6 |  |  | nos
ML_HUBV106 | Butterfly Valve | 125mm dia CI Butterfly valve with gear box, DI disc, PN 1.6 |  |  | nos
ML_HUBV107 | Butterfly Valve | 150mm dia CI Butterfly valve with gear box, DI disc, PN 1.6 |  |  | nos
ML_HUBV108 | Butterfly Valve | 200mm dia CI Butterfly valve with gear box, DI disc, PN 1.6 |  |  | nos
ML_HUBV109 | Butterfly Valve | 250mm dia CI Butterfly valve with gear box, DI disc, PN 1.6 |  |  | nos
ML_HUBV110 | Butterfly Valve | 300mm dia CI Butterfly valve with gear box, DI disc, PN 1.6 |  |  | nos
ML_HUBV111 | Butterfly Valve | 350mm dia CI Butterfly valve with gear box, DI disc, PN 1.6 |  |  | nos
ML_HUBV112 | Butterfly Valve | 400mm dia CI Butterfly valve with gear box, DI disc, PN 1.6 |  |  | nos
ML_HUBV113 | Butterfly Valve | 450mm dia CI Butterfly valve with gear box, DI disc, PN 1.6 |  |  | nos
ML_HUBV114 | Butterfly Valve | 500mm dia CI Butterfly valve with gear box, DI disc, PN 1.6 |  |  | nos
ML_HUBV115 | Butterfly Valve | 600mm dia CI Butterfly valve with gear box, DI disc, PN 1.6 |  |  | nos
ML_HUBV116 | Butterfly Valve | 40mm dia CI Butterfly valve with gear box, SS 304 disc, PN 1.6 |  |  | nos
ML_HUBV117 | Butterfly Valve | 50mm dia CI Butterfly valve with gear box, SS 304 disc, PN 1.6 |  |  | nos
ML_HUBV118 | Butterfly Valve | 65mm dia CI Butterfly valve with gear box, SS 304 disc, PN 1.6 |  |  | nos
ML_HUBV119 | Butterfly Valve | 80mm dia CI Butterfly valve with gear box, SS 304 disc, PN 1.6 |  |  | nos
ML_HUBV120 | Butterfly Valve | 100mm dia CI Butterfly valve with gear box, SS 304 disc, PN 1.6 |  |  | nos
ML_HUBV121 | Butterfly Valve | 125mm dia CI Butterfly valve with gear box, SS 304 disc, PN 1.6 |  |  | nos
ML_HUBV122 | Butterfly Valve | 150mm dia CI Butterfly valve with gear box, SS 304 disc, PN 1.6 |  |  | nos
ML_HUBV123 | Butterfly Valve | 200mm dia CI Butterfly valve with gear box, SS 304 disc, PN 1.6 |  |  | nos
ML_HUBV124 | Butterfly Valve | 250mm dia CI Butterfly valve with gear box, SS 304 disc, PN 1.6 |  |  | nos
ML_HUBV125 | Butterfly Valve | 300mm dia CI Butterfly valve with gear box, SS 304 disc, PN 1.6 |  |  | nos
ML_HUBV126 | Butterfly Valve | 350mm dia CI Butterfly valve with gear box, SS 304 disc, PN 1.6 |  |  | nos
ML_HUBV127 | Butterfly Valve | 400mm dia CI Butterfly valve with gear box, SS 304 disc, PN 1.6 |  |  | nos
ML_HUBV128 | Butterfly Valve | 450mm dia CI Butterfly valve with gear box, SS 304 disc, PN 1.6 |  |  | nos
ML_HUBV129 | Butterfly Valve | 500mm dia CI Butterfly valve with gear box, SS 304 disc, PN 1.6 |  |  | nos
ML_HUBV130 | Butterfly Valve | 600mm dia CI Butterfly valve with gear box, SS 304 disc, PN 1.6 |  |  | nos
ML_HUBV131 | Butterfly Valve | 40mm dia CI Butterfly valve with gear box, SS 316 disc, PN 1.6 |  |  | nos
ML_HUBV132 | Butterfly Valve | 50mm dia CI Butterfly valve with gear box, SS 316 disc, PN 1.6 |  |  | nos
ML_HUBV133 | Butterfly Valve | 65mm dia CI Butterfly valve with gear box, SS 316 disc, PN 1.6 |  |  | nos
ML_HUBV134 | Butterfly Valve | 80mm dia CI Butterfly valve with gear box, SS 316 disc, PN 1.6 |  |  | nos
ML_HUBV135 | Butterfly Valve | 100mm dia CI Butterfly valve with gear box, SS 316 disc, PN 1.6 |  |  | nos
ML_HUBV136 | Butterfly Valve | 125mm dia CI Butterfly valve with gear box, SS 316 disc, PN 1.6 |  |  | nos
ML_HUBV137 | Butterfly Valve | 150mm dia CI Butterfly valve with gear box, SS 316 disc, PN 1.6 |  |  | nos
ML_HUBV138 | Butterfly Valve | 200mm dia CI Butterfly valve with gear box, SS 316 disc, PN 1.6 |  |  | nos
ML_HUBV139 | Butterfly Valve | 250mm dia CI Butterfly valve with gear box, SS 316 disc, PN 1.6 |  |  | nos
ML_HUBV140 | Butterfly Valve | 300mm dia CI Butterfly valve with gear box, SS 316 disc, PN 1.6 |  |  | nos
ML_HUBV141 | Butterfly Valve | 350mm dia CI Butterfly valve with gear box, SS 316 disc, PN 1.6 |  |  | nos
ML_HUBV142 | Butterfly Valve | 400mm dia CI Butterfly valve with gear box, SS 316 disc, PN 1.6 |  |  | nos
ML_HUBV143 | Butterfly Valve | 450mm dia CI Butterfly valve with gear box, SS 316 disc, PN 1.6 |  |  | nos
ML_HUBV144 | Butterfly Valve | 500mm dia CI Butterfly valve with gear box, SS 316 disc, PN 1.6 |  |  | nos
ML_HUBV145 | Butterfly Valve | 600mm dia CI Butterfly valve with gear box, SS 316 disc, PN 1.6 |  |  | nos
ML_HUBV146 | Butterfly Valve | 40mm dia DI Butterfly valve, lever type, DI disc, PN 1.6 |  |  | nos
ML_HUBV147 | Butterfly Valve | 50mm dia DI Butterfly valve, lever type, DI disc, PN 1.6 |  |  | nos
ML_HUBV148 | Butterfly Valve | 65mm dia DI Butterfly valve, lever type, DI disc, PN 1.6 |  |  | nos
ML_HUBV149 | Butterfly Valve | 80mm dia DI Butterfly valve, lever type, DI disc, PN 1.6 |  |  | nos
ML_HUBV150 | Butterfly Valve | 100mm dia DI Butterfly valve, lever type, DI disc, PN 1.6 |  |  | nos
ML_HUBV151 | Butterfly Valve | 125mm dia DI Butterfly valve, lever type, DI disc, PN 1.6 |  |  | nos
ML_HUBV152 | Butterfly Valve | 150mm dia DI Butterfly valve, lever type, DI disc, PN 1.6 |  |  | nos
ML_HUBV153 | Butterfly Valve | 200mm dia DI Butterfly valve, lever type, DI disc, PN 1.6 |  |  | nos
ML_HUBV154 | Butterfly Valve | 40mm dia DI Butterfly valve, lever type, SS 304, PN 1.6 |  |  | nos
ML_HUBV155 | Butterfly Valve | 50mm dia DI Butterfly valve, lever type, SS 304, PN 1.6 |  |  | nos
ML_HUBV156 | Butterfly Valve | 65mm dia DI Butterfly valve, lever type, SS 304, PN 1.6 |  |  | nos
ML_HUBV157 | Butterfly Valve | 80mm dia DI Butterfly valve, lever type, SS 304, PN 1.6 |  |  | nos
ML_HUBV158 | Butterfly Valve | 100mm dia DI Butterfly valve, lever type, SS 304, PN 1.6 |  |  | nos
ML_HUBV159 | Butterfly Valve | 125mm dia DI Butterfly valve, lever type, SS 304, PN 1.6 |  |  | nos
ML_HUBV160 | Butterfly Valve | 150mm dia DI Butterfly valve, lever type, SS 304, PN 1.6 |  |  | nos
ML_HUBV161 | Butterfly Valve | 200mm dia DI Butterfly valve, lever type, SS 304, PN 1.6 |  |  | nos
ML_HUBV162 | Butterfly Valve | 40mm dia DI Butterfly valve, lever type, SS 316, PN 1.6 |  |  | nos
ML_HUBV163 | Butterfly Valve | 50mm dia DI Butterfly valve, lever type, SS 316, PN 1.6 |  |  | nos
ML_HUBV164 | Butterfly Valve | 65mm dia DI Butterfly valve, lever type, SS 316, PN 1.6 |  |  | nos
ML_HUBV165 | Butterfly Valve | 80mm dia DI Butterfly valve, lever type, SS 316, PN 1.6 |  |  | nos
ML_HUBV166 | Butterfly Valve | 100mm dia DI Butterfly valve, lever type, SS 316, PN 1.6 |  |  | nos
ML_HUBV167 | Butterfly Valve | 125mm dia DI Butterfly valve, lever type, SS 316, PN 1.6 |  |  | nos
ML_HUBV168 | Butterfly Valve | 150mm dia DI Butterfly valve, lever type, SS 316, PN 1.6 |  |  | nos
ML_HUBV169 | Butterfly Valve | 200mm dia DI Butterfly valve, lever type, SS 316, PN 1.6 |  |  | nos
ML_HUBV170 | Butterfly Valve | 40mm dia DI Butterfly valve with gear box, DI disc, PN 1.6 |  |  | nos
ML_HUBV171 | Butterfly Valve | 50mm dia DI Butterfly valve with gear box, DI disc, PN 1.6 |  |  | nos
ML_HUBV172 | Butterfly Valve | 65mm dia DI Butterfly valve with gear box, DI disc, PN 1.6 |  |  | nos
ML_HUBV173 | Butterfly Valve | 80mm dia DI Butterfly valve with gear box, DI disc, PN 1.6 |  |  | nos
ML_HUBV174 | Butterfly Valve | 100mm dia DI Butterfly valve with gear box, DI disc, PN 1.6 |  |  | nos
ML_HUBV175 | Butterfly Valve | 125mm dia DI Butterfly valve with gear box, DI disc, PN 1.6 |  |  | nos
ML_HUBV176 | Butterfly Valve | 150mm dia DI Butterfly valve with gear box, DI disc, PN 1.6 |  |  | nos
ML_HUBV177 | Butterfly Valve | 200mm dia DI Butterfly valve with gear box, DI disc, PN 1.6 |  |  | nos
ML_HUBV178 | Butterfly Valve | 250mm dia DI Butterfly valve with gear box, DI disc, PN 1.6 |  |  | nos
ML_HUBV179 | Butterfly Valve | 300mm dia DI Butterfly valve with gear box, DI disc, PN 1.6 |  |  | nos
ML_HUBV180 | Butterfly Valve | 350mm dia DI Butterfly valve with gear box, DI disc, PN 1.6 |  |  | nos
ML_HUBV181 | Butterfly Valve | 400mm dia DI Butterfly valve with gear box, DI disc, PN 1.6 |  |  | nos
ML_HUBV182 | Butterfly Valve | 450mm dia DI Butterfly valve with gear box, DI disc, PN 1.6 |  |  | nos
ML_HUBV183 | Butterfly Valve | 500mm dia DI Butterfly valve with gear box, DI disc, PN 1.6 |  |  | nos
ML_HUBV184 | Butterfly Valve | 600mm dia DI Butterfly valve with gear box, DI disc, PN 1.6 |  |  | nos
ML_HUBV185 | Butterfly Valve | 40mm dia DI Butterfly valve with gear box, SS 304 disc, PN 1.6 |  |  | nos
ML_HUBV186 | Butterfly Valve | 50mm dia DI Butterfly valve with gear box, SS 304 disc, PN 1.6 |  |  | nos
ML_HUBV187 | Butterfly Valve | 65mm dia DI Butterfly valve with gear box, SS 304 disc, PN 1.6 |  |  | nos
ML_HUBV188 | Butterfly Valve | 80mm dia DI Butterfly valve with gear box, SS 304 disc, PN 1.6 |  |  | nos
ML_HUBV189 | Butterfly Valve | 100mm dia DI Butterfly valve with gear box, SS 304 disc, PN 1.6 |  |  | nos
ML_HUBV190 | Butterfly Valve | 125mm dia DI Butterfly valve with gear box, SS 304 disc, PN 1.6 |  |  | nos
ML_HUBV191 | Butterfly Valve | 150mm dia DI Butterfly valve with gear box, SS 304 disc, PN 1.6 |  |  | nos
ML_HUBV192 | Butterfly Valve | 200mm dia DI Butterfly valve with gear box, SS 304 disc, PN 1.6 |  |  | nos
ML_HUBV193 | Butterfly Valve | 250mm dia DI Butterfly valve with gear box, SS 304 disc, PN 1.6 |  |  | nos
ML_HUBV194 | Butterfly Valve | 300mm dia DI Butterfly valve with gear box, SS 304 disc, PN 1.6 |  |  | nos
ML_HUBV195 | Butterfly Valve | 350mm dia DI Butterfly valve with gear box, SS 304 disc, PN 1.6 |  |  | nos
ML_HUBV196 | Butterfly Valve | 400mm dia DI Butterfly valve with gear box, SS 304 disc, PN 1.6 |  |  | nos
ML_HUBV197 | Butterfly Valve | 450mm dia DI Butterfly valve with gear box, SS 304 disc, PN 1.6 |  |  | nos
ML_HUBV198 | Butterfly Valve | 500mm dia DI Butterfly valve with gear box, SS 304 disc, PN 1.6 |  |  | nos
ML_HUBV199 | Butterfly Valve | 600mm dia DI Butterfly valve with gear box, SS 304 disc, PN 1.6 |  |  | nos
ML_HUBV200 | Butterfly Valve | 40mm dia DI Butterfly valve with gear box, SS 316 disc, PN 1.6 |  |  | nos
ML_HUBV201 | Butterfly Valve | 50mm dia DI Butterfly valve with gear box, SS 316 disc, PN 1.6 |  |  | nos
ML_HUBV202 | Butterfly Valve | 65mm dia DI Butterfly valve with gear box, SS 316 disc, PN 1.6 |  |  | nos
ML_HUBV203 | Butterfly Valve | 80mm dia DI Butterfly valve with gear box, SS 316 disc, PN 1.6 |  |  | nos
ML_HUBV204 | Butterfly Valve | 100mm dia DI Butterfly valve with gear box, SS 316 disc, PN 1.6 |  |  | nos
ML_HUBV205 | Butterfly Valve | 125mm dia DI Butterfly valve with gear box, SS 316 disc, PN 1.6 |  |  | nos
ML_HUBV206 | Butterfly Valve | 150mm dia DI Butterfly valve with gear box, SS 316 disc, PN 1.6 |  |  | nos
ML_HUBV207 | Butterfly Valve | 200mm dia DI Butterfly valve with gear box, SS 316 disc, PN 1.6 |  |  | nos
ML_HUBV208 | Butterfly Valve | 250mm dia DI Butterfly valve with gear box, SS 316 disc, PN 1.6 |  |  | nos
ML_HUBV209 | Butterfly Valve | 300mm dia DI Butterfly valve with gear box, SS 316 disc, PN 1.6 |  |  | nos
ML_HUBV210 | Butterfly Valve | 350mm dia DI Butterfly valve with gear box, SS 316 disc, PN 1.6 |  |  | nos
ML_HUBV211 | Butterfly Valve | 400mm dia DI Butterfly valve with gear box, SS 316 disc, PN 1.6 |  |  | nos
ML_HUBV212 | Butterfly Valve | 450mm dia DI Butterfly valve with gear box, SS 316 disc, PN 1.6 |  |  | nos
ML_HUBV213 | Butterfly Valve | 500mm dia DI Butterfly valve with gear box, SS 316 disc, PN 1.6 |  |  | nos
ML_HUBV214 | Butterfly Valve | 600mm dia DI Butterfly valve with gear box, SS 316 disc, PN 1.6 |  |  | nos
ML_HUBV215 | Butterfly Valve | 40mm dia DI Butterfly valve, lever type, DI disc, PN 2.0 |  |  | nos
ML_HUBV216 | Butterfly Valve | 50mm dia DI Butterfly valve, lever type, DI disc, PN 2.0 |  |  | nos
ML_HUBV217 | Butterfly Valve | 65mm dia DI Butterfly valve, lever type, DI disc, PN 2.0 |  |  | nos
ML_HUBV218 | Butterfly Valve | 80mm dia DI Butterfly valve, lever type, DI disc, PN 2.0 |  |  | nos
ML_HUBV219 | Butterfly Valve | 100mm dia DI Butterfly valve, lever type, DI disc, PN 2.0 |  |  | nos
ML_HUBV220 | Butterfly Valve | 125mm dia DI Butterfly valve, lever type, DI disc, PN 2.0 |  |  | nos
ML_HUBV221 | Butterfly Valve | 150mm dia DI Butterfly valve, lever type, DI disc, PN 2.0 |  |  | nos
ML_HUBV222 | Butterfly Valve | 200mm dia DI Butterfly valve, lever type, DI disc, PN 2.0 |  |  | nos
ML_HUBV223 | Butterfly Valve | 40mm dia DI Butterfly valve, lever type, SS 304 disc, PN 2.0 |  |  | nos
ML_HUBV224 | Butterfly Valve | 50mm dia DI Butterfly valve, lever type, SS 304 disc, PN 2.0 |  |  | nos
ML_HUBV225 | Butterfly Valve | 65mm dia DI Butterfly valve, lever type, SS 304 disc, PN 2.0 |  |  | nos
ML_HUBV226 | Butterfly Valve | 80mm dia DI Butterfly valve, lever type, SS 304 disc, PN 2.0 |  |  | nos
ML_HUBV227 | Butterfly Valve | 100mm dia DI Butterfly valve, lever type, SS 304 disc, PN 2.0 |  |  | nos
ML_HUBV228 | Butterfly Valve | 125mm dia DI Butterfly valve, lever type, SS 304 disc, PN 2.0 |  |  | nos
ML_HUBV229 | Butterfly Valve | 150mm dia DI Butterfly valve, lever type, SS 304 disc, PN 2.0 |  |  | nos
ML_HUBV230 | Butterfly Valve | 200mm dia DI Butterfly valve, lever type, SS 304 disc, PN 2.0 |  |  | nos
ML_HUBV231 | Butterfly Valve | 40mm dia DI Butterfly valve, lever type, SS 316 disc, PN 2.0 |  |  | nos
ML_HUBV232 | Butterfly Valve | 50mm dia DI Butterfly valve, lever type, SS 316 disc, PN 2.0 |  |  | nos
ML_HUBV233 | Butterfly Valve | 65mm dia DI Butterfly valve, lever type, SS 316 disc, PN 2.0 |  |  | nos
ML_HUBV234 | Butterfly Valve | 80mm dia DI Butterfly valve, lever type, SS 316 disc, PN 2.0 |  |  | nos
ML_HUBV235 | Butterfly Valve | 100mm dia DI Butterfly valve, lever type, SS 316 disc, PN 2.0 |  |  | nos
ML_HUBV236 | Butterfly Valve | 125mm dia DI Butterfly valve, lever type, SS 316 disc, PN 2.0 |  |  | nos
ML_HUBV237 | Butterfly Valve | 150mm dia DI Butterfly valve, lever type, SS 316 disc, PN 2.0 |  |  | nos
ML_HUBV238 | Butterfly Valve | 200mm dia DI Butterfly valve, lever type, SS 316 disc, PN 2.0 |  |  | nos
ML_HUBV239 | Butterfly Valve | 40mm dia DI Butterfly valve with gear box, DI disc, PN 2.0 |  |  | nos
ML_HUBV240 | Butterfly Valve | 50mm dia DI Butterfly valve with gear box, DI disc, PN 2.0 |  |  | nos
ML_HUBV241 | Butterfly Valve | 65mm dia DI Butterfly valve with gear box, DI disc, PN 2.0 |  |  | nos
ML_HUBV242 | Butterfly Valve | 80mm dia DI Butterfly valve with gear box, DI disc, PN 2.0 |  |  | nos
ML_HUBV243 | Butterfly Valve | 100mm dia DI Butterfly valve with gear box, DI disc, PN 2.0 |  |  | nos
ML_HUBV244 | Butterfly Valve | 125mm dia DI Butterfly valve with gear box, DI disc, PN 2.0 |  |  | nos
ML_HUBV245 | Butterfly Valve | 150mm dia DI Butterfly valve with gear box, DI disc, PN 2.0 |  |  | nos
ML_HUBV246 | Butterfly Valve | 200mm dia DI Butterfly valve with gear box, DI disc, PN 2.0 |  |  | nos
ML_HUBV247 | Butterfly Valve | 250mm dia DI Butterfly valve with gear box, DI disc, PN 2.0 |  |  | nos
ML_HUBV248 | Butterfly Valve | 300mm dia DI Butterfly valve with gear box, DI disc, PN 2.0 |  |  | nos
ML_HUBV249 | Butterfly Valve | 40mm dia DI Butterfly valve with gear box, SS 304 disc, PN 2.0 |  |  | nos
ML_HUBV250 | Butterfly Valve | 50mm dia DI Butterfly valve with gear box, SS 304 disc, PN 2.0 |  |  | nos
ML_HUBV251 | Butterfly Valve | 65mm dia DI Butterfly valve with gear box, SS 304 disc, PN 2.0 |  |  | nos
ML_HUBV252 | Butterfly Valve | 80mm dia DI Butterfly valve with gear box, SS 304 disc, PN 2.0 |  |  | nos
ML_HUBV253 | Butterfly Valve | 100mm dia DI Butterfly valve with gear box, SS 304 disc, PN 2.0 |  |  | nos
ML_HUBV254 | Butterfly Valve | 125mm dia DI Butterfly valve with gear box, SS 304 disc, PN 2.0 |  |  | nos
ML_HUBV255 | Butterfly Valve | 150mm dia DI Butterfly valve with gear box, SS 304 disc, PN 2.0 |  |  | nos
ML_HUBV256 | Butterfly Valve | 200mm dia DI Butterfly valve with gear box, SS 304 disc, PN 2.0 |  |  | nos
ML_HUBV257 | Butterfly Valve | 250mm dia DI Butterfly valve with gear box, SS 304 disc, PN 2.0 |  |  | nos
ML_HUBV258 | Butterfly Valve | 300mm dia DI Butterfly valve with gear box, SS 304 disc, PN 2.0 |  |  | nos
ML_HUBV259 | Butterfly Valve | 40mm dia DI Butterfly valve with gear box, SS 316 disc, PN 2.0 |  |  | nos
ML_HUBV260 | Butterfly Valve | 50mm dia DI Butterfly valve with gear box, SS 316 disc, PN 2.0 |  |  | nos
ML_HUBV261 | Butterfly Valve | 65mm dia DI Butterfly valve with gear box, SS 316 disc, PN 2.0 |  |  | nos
ML_HUBV262 | Butterfly Valve | 80mm dia DI Butterfly valve with gear box, SS 316 disc, PN 2.0 |  |  | nos
ML_HUBV263 | Butterfly Valve | 100mm dia DI Butterfly valve with gear box, SS 316 disc, PN 2.0 |  |  | nos
ML_HUBV264 | Butterfly Valve | 125mm dia DI Butterfly valve with gear box, SS 316 disc, PN 2.0 |  |  | nos
ML_HUBV265 | Butterfly Valve | 150mm dia DI Butterfly valve with gear box, SS 316 disc, PN 2.0 |  |  | nos
ML_HUBV266 | Butterfly Valve | 200mm dia DI Butterfly valve with gear box, SS 316 disc, PN 2.0 |  |  | nos
ML_HUBV267 | Butterfly Valve | 250mm dia DI Butterfly valve with gear box, SS 316 disc, PN 2.0 |  |  | nos
ML_HUBV268 | Butterfly Valve | 300mm dia DI Butterfly valve with gear box, SS 316 disc, PN 2.0 |  |  | nos
ML_HUBV269 | Butterfly Valve | 40mm dia DI Butterfly valve, lever type, DI disc, PN 2.5 |  |  | nos
ML_HUBV270 | Butterfly Valve | 50mm dia DI Butterfly valve, lever type, DI disc, PN 2.5 |  |  | nos
ML_HUBV271 | Butterfly Valve | 65mm dia DI Butterfly valve, lever type, DI disc, PN 2.5 |  |  | nos
ML_HUBV272 | Butterfly Valve | 80mm dia DI Butterfly valve, lever type, DI disc, PN 2.5 |  |  | nos
ML_HUBV273 | Butterfly Valve | 100mm dia DI Butterfly valve, lever type, DI disc, PN 2.5 |  |  | nos
ML_HUBV274 | Butterfly Valve | 125mm dia DI Butterfly valve, lever type, DI disc, PN 2.5 |  |  | nos
ML_HUBV275 | Butterfly Valve | 150mm dia DI Butterfly valve, lever type, DI disc, PN 2.5 |  |  | nos
ML_HUBV276 | Butterfly Valve | 200mm dia DI Butterfly valve, lever type, DI disc, PN 2.5 |  |  | nos
ML_HUBV277 | Butterfly Valve | 40mm dia DI Butterfly valve, lever type, SS 304 disc, PN 2.5 |  |  | nos
ML_HUBV278 | Butterfly Valve | 50mm dia DI Butterfly valve, lever type, SS 304 disc, PN 2.5 |  |  | nos
ML_HUBV279 | Butterfly Valve | 65mm dia DI Butterfly valve, lever type, SS 304 disc, PN 2.5 |  |  | nos
ML_HUBV280 | Butterfly Valve | 80mm dia DI Butterfly valve, lever type, SS 304 disc, PN 2.5 |  |  | nos
ML_HUBV281 | Butterfly Valve | 100mm dia DI Butterfly valve, lever type, SS 304 disc, PN 2.5 |  |  | nos
ML_HUBV282 | Butterfly Valve | 125mm dia DI Butterfly valve, lever type, SS 304 disc, PN 2.5 |  |  | nos
ML_HUBV283 | Butterfly Valve | 150mm dia DI Butterfly valve, lever type, SS 304 disc, PN 2.5 |  |  | nos
ML_HUBV284 | Butterfly Valve | 200mm dia DI Butterfly valve, lever type, SS 304 disc, PN 2.5 |  |  | nos
ML_HUBV285 | Butterfly Valve | 40mm dia DI Butterfly valve, lever type, SS 316 disc, PN 2.5 |  |  | nos
ML_HUBV286 | Butterfly Valve | 50mm dia DI Butterfly valve, lever type, SS 316 disc, PN 2.5 |  |  | nos
ML_HUBV287 | Butterfly Valve | 65mm dia DI Butterfly valve, lever type, SS 316 disc, PN 2.5 |  |  | nos
ML_HUBV288 | Butterfly Valve | 80mm dia DI Butterfly valve, lever type, SS 316 disc, PN 2.5 |  |  | nos
ML_HUBV289 | Butterfly Valve | 100mm dia DI Butterfly valve, lever type, SS 316 disc, PN 2.5 |  |  | nos
ML_HUBV290 | Butterfly Valve | 125mm dia DI Butterfly valve, lever type, SS 316 disc, PN 2.5 |  |  | nos
ML_HUBV291 | Butterfly Valve | 150mm dia DI Butterfly valve, lever type, SS 316 disc, PN 2.5 |  |  | nos
ML_HUBV292 | Butterfly Valve | 200mm dia DI Butterfly valve, lever type, SS 316 disc, PN 2.5 |  |  | nos
ML_HUBV293 | Butterfly Valve | 40mm dia DI Butterfly valve with gear box, DI disc, PN 2.5 |  |  | nos
ML_HUBV294 | Butterfly Valve | 50mm dia DI Butterfly valve with gear box, DI disc, PN 2.5 |  |  | nos
ML_HUBV295 | Butterfly Valve | 65mm dia DI Butterfly valve with gear box, DI disc, PN 2.5 |  |  | nos
ML_HUBV296 | Butterfly Valve | 80mm dia DI Butterfly valve with gear box, DI disc, PN 2.5 |  |  | nos
ML_HUBV297 | Butterfly Valve | 100mm dia DI Butterfly valve with gear box, DI disc, PN 2.5 |  |  | nos
ML_HUBV298 | Butterfly Valve | 125mm dia DI Butterfly valve with gear box, DI disc, PN 2.5 |  |  | nos
ML_HUBV299 | Butterfly Valve | 150mm dia DI Butterfly valve with gear box, DI disc, PN 2.5 |  |  | nos
ML_HUBV300 | Butterfly Valve | 200mm dia DI Butterfly valve with gear box, DI disc, PN 2.5 |  |  | nos
ML_HUBV301 | Butterfly Valve | 250mm dia DI Butterfly valve with gear box, DI disc, PN 2.5 |  |  | nos
ML_HUBV302 | Butterfly Valve | 300mm dia DI Butterfly valve with gear box, DI disc, PN 2.5 |  |  | nos
ML_HUBV303 | Butterfly Valve | 40mm dia DI Butterfly valve with gear box, SS 304 disc, PN 2.5 |  |  | nos
ML_HUBV304 | Butterfly Valve | 50mm dia DI Butterfly valve with gear box, SS 304 disc, PN 2.5 |  |  | nos
ML_HUBV305 | Butterfly Valve | 65mm dia DI Butterfly valve with gear box, SS 304 disc, PN 2.5 |  |  | nos
ML_HUBV306 | Butterfly Valve | 80mm dia DI Butterfly valve with gear box, SS 304 disc, PN 2.5 |  |  | nos
ML_HUBV307 | Butterfly Valve | 100mm dia DI Butterfly valve with gear box, SS 304 disc, PN 2.5 |  |  | nos
ML_HUBV308 | Butterfly Valve | 125mm dia DI Butterfly valve with gear box, SS 304 disc, PN 2.5 |  |  | nos
ML_HUBV309 | Butterfly Valve | 150mm dia DI Butterfly valve with gear box, SS 304 disc, PN 2.5 |  |  | nos
ML_HUBV310 | Butterfly Valve | 200mm dia DI Butterfly valve with gear box, SS 304 disc, PN 2.5 |  |  | nos
ML_HUBV311 | Butterfly Valve | 250mm dia DI Butterfly valve with gear box, SS 304 disc, PN 2.5 |  |  | nos
ML_HUBV312 | Butterfly Valve | 300mm dia DI Butterfly valve with gear box, SS 304 disc, PN 2.5 |  |  | nos
ML_HUBV313 | Butterfly Valve | 40mm dia DI Butterfly valve with gear box, SS 316 disc, PN 2.5 |  |  | nos
ML_HUBV314 | Butterfly Valve | 50mm dia DI Butterfly valve with gear box, SS 316 disc, PN 2.5 |  |  | nos
ML_HUBV315 | Butterfly Valve | 65mm dia DI Butterfly valve with gear box, SS 316 disc, PN 2.5 |  |  | nos
ML_HUBV316 | Butterfly Valve | 80mm dia DI Butterfly valve with gear box, SS 316 disc, PN 2.5 |  |  | nos
ML_HUBV317 | Butterfly Valve | 100mm dia DI Butterfly valve with gear box, SS 316 disc, PN 2.5 |  |  | nos
ML_HUBV318 | Butterfly Valve | 125mm dia DI Butterfly valve with gear box, SS 316 disc, PN 2.5 |  |  | nos
ML_HUBV319 | Butterfly Valve | 150mm dia DI Butterfly valve with gear box, SS 316 disc, PN 2.5 |  |  | nos
ML_HUBV320 | Butterfly Valve | 200mm dia DI Butterfly valve with gear box, SS 316 disc, PN 2.5 |  |  | nos
ML_HUBV321 | Butterfly Valve | 250mm dia DI Butterfly valve with gear box, SS 316 disc, PN 2.5 |  |  | nos
ML_HUBV322 | Butterfly Valve | 300mm dia DI Butterfly valve with gear box, SS 316 disc, PN 2.5 |  |  | nos
ML_HUBV323 | Butterfly Valve | 40mm dia DI Butterfly valve, lever type, DI disc, PN 3.0 |  |  | nos
ML_HUBV324 | Butterfly Valve | 50mm dia DI Butterfly valve, lever type, DI disc, PN 3.0 |  |  | nos
ML_HUBV325 | Butterfly Valve | 65mm dia DI Butterfly valve, lever type, DI disc, PN 3.0 |  |  | nos
ML_HUBV326 | Butterfly Valve | 80mm dia DI Butterfly valve, lever type, DI disc, PN 3.0 |  |  | nos
ML_HUBV327 | Butterfly Valve | 100mm dia DI Butterfly valve, lever type, DI disc, PN 3.0 |  |  | nos
ML_HUBV328 | Butterfly Valve | 125mm dia DI Butterfly valve, lever type, DI disc, PN 3.0 |  |  | nos
ML_HUBV329 | Butterfly Valve | 150mm dia DI Butterfly valve, lever type, DI disc, PN 3.0 |  |  | nos
ML_HUBV330 | Butterfly Valve | 200mm dia DI Butterfly valve, lever type, DI disc, PN 3.0 |  |  | nos
ML_HUBV331 | Butterfly Valve | 40mm dia DI Butterfly valve, lever type, SS 304 disc, PN 3.0 |  |  | nos
ML_HUBV332 | Butterfly Valve | 50mm dia DI Butterfly valve, lever type, SS 304 disc, PN 3.0 |  |  | nos
ML_HUBV333 | Butterfly Valve | 65mm dia DI Butterfly valve, lever type, SS 304 disc, PN 3.0 |  |  | nos
ML_HUBV334 | Butterfly Valve | 80mm dia DI Butterfly valve, lever type, SS 304 disc, PN 3.0 |  |  | nos
ML_HUBV335 | Butterfly Valve | 100mm dia DI Butterfly valve, lever type, SS 304 disc, PN 3.0 |  |  | nos
ML_HUBV336 | Butterfly Valve | 125mm dia DI Butterfly valve, lever type, SS 304 disc, PN 3.0 |  |  | nos
ML_HUBV337 | Butterfly Valve | 150mm dia DI Butterfly valve, lever type, SS 304 disc, PN 3.0 |  |  | nos
ML_HUBV338 | Butterfly Valve | 200mm dia DI Butterfly valve, lever type, SS 304 disc, PN 3.0 |  |  | nos
ML_HUBV339 | Butterfly Valve | 40mm dia DI Butterfly valve, lever type, SS 316 disc, PN 3.0 |  |  | nos
ML_HUBV340 | Butterfly Valve | 50mm dia DI Butterfly valve, lever type, SS 316 disc, PN 3.0 |  |  | nos
ML_HUBV341 | Butterfly Valve | 65mm dia DI Butterfly valve, lever type, SS 316 disc, PN 3.0 |  |  | nos
ML_HUBV342 | Butterfly Valve | 80mm dia DI Butterfly valve, lever type, SS 316 disc, PN 3.0 |  |  | nos
ML_HUBV343 | Butterfly Valve | 100mm dia DI Butterfly valve, lever type, SS 316 disc, PN 3.0 |  |  | nos
ML_HUBV344 | Butterfly Valve | 125mm dia DI Butterfly valve, lever type, SS 316 disc, PN 3.0 |  |  | nos
ML_HUBV345 | Butterfly Valve | 150mm dia DI Butterfly valve, lever type, SS 316 disc, PN 3.0 |  |  | nos
ML_HUBV346 | Butterfly Valve | 200mm dia DI Butterfly valve, lever type, SS 316 disc, PN 3.0 |  |  | nos
ML_HUBV347 | Butterfly Valve | 40mm dia DI Butterfly valve with gear box, DI disc, PN 3.0 |  |  | nos
ML_HUBV348 | Butterfly Valve | 50mm dia DI Butterfly valve with gear box, DI disc, PN 3.0 |  |  | nos
ML_HUBV349 | Butterfly Valve | 65mm dia DI Butterfly valve with gear box, DI disc, PN 3.0 |  |  | nos
ML_HUBV350 | Butterfly Valve | 80mm dia DI Butterfly valve with gear box, DI disc, PN 3.0 |  |  | nos
ML_HUBV351 | Butterfly Valve | 100mm dia DI Butterfly valve with gear box, DI disc, PN 3.0 |  |  | nos
ML_HUBV352 | Butterfly Valve | 125mm dia DI Butterfly valve with gear box, DI disc, PN 3.0 |  |  | nos
ML_HUBV353 | Butterfly Valve | 150mm dia DI Butterfly valve with gear box, DI disc, PN 3.0 |  |  | nos
ML_HUBV354 | Butterfly Valve | 200mm dia DI Butterfly valve with gear box, DI disc, PN 3.0 |  |  | nos
ML_HUBV355 | Butterfly Valve | 250mm dia DI Butterfly valve with gear box, DI disc, PN 3.0 |  |  | nos
ML_HUBV356 | Butterfly Valve | 300mm dia DI Butterfly valve with gear box, DI disc, PN 3.0 |  |  | nos
ML_HUBV357 | Butterfly Valve | 40mm dia DI Butterfly valve with gear box, SS 304 disc, PN 3.0 |  |  | nos
ML_HUBV358 | Butterfly Valve | 50mm dia DI Butterfly valve with gear box, SS 304 disc, PN 3.0 |  |  | nos
ML_HUBV359 | Butterfly Valve | 65mm dia DI Butterfly valve with gear box, SS 304 disc, PN 3.0 |  |  | nos
ML_HUBV360 | Butterfly Valve | 80mm dia DI Butterfly valve with gear box, SS 304 disc, PN 3.0 |  |  | nos
ML_HUBV361 | Butterfly Valve | 100mm dia DI Butterfly valve with gear box, SS 304 disc, PN 3.0 |  |  | nos
ML_HUBV362 | Butterfly Valve | 125mm dia DI Butterfly valve with gear box, SS 304 disc, PN 3.0 |  |  | nos
ML_HUBV363 | Butterfly Valve | 150mm dia DI Butterfly valve with gear box, SS 304 disc, PN 3.0 |  |  | nos
ML_HUBV364 | Butterfly Valve | 200mm dia DI Butterfly valve with gear box, SS 304 disc, PN 3.0 |  |  | nos
ML_HUBV365 | Butterfly Valve | 250mm dia DI Butterfly valve with gear box, SS 304 disc, PN 3.0 |  |  | nos
ML_HUBV366 | Butterfly Valve | 300mm dia DI Butterfly valve with gear box, SS 304 disc, PN 3.0 |  |  | nos
ML_HUBV367 | Butterfly Valve | 40mm dia DI Butterfly valve with gear box, SS 316 disc, PN 3.0 |  |  | nos
ML_HUBV368 | Butterfly Valve | 50mm dia DI Butterfly valve with gear box, SS 316 disc, PN 3.0 |  |  | nos
ML_HUBV369 | Butterfly Valve | 65mm dia DI Butterfly valve with gear box, SS 316 disc, PN 3.0 |  |  | nos
ML_HUBV370 | Butterfly Valve | 80mm dia DI Butterfly valve with gear box, SS 316 disc, PN 3.0 |  |  | nos
ML_HUBV371 | Butterfly Valve | 100mm dia DI Butterfly valve with gear box, SS 316 disc, PN 3.0 |  |  | nos
ML_HUBV372 | Butterfly Valve | 125mm dia DI Butterfly valve with gear box, SS 316 disc, PN 3.0 |  |  | nos
ML_HUBV373 | Butterfly Valve | 150mm dia DI Butterfly valve with gear box, SS 316 disc, PN 3.0 |  |  | nos
ML_HUBV374 | Butterfly Valve | 200mm dia DI Butterfly valve with gear box, SS 316 disc, PN 3.0 |  |  | nos
ML_HUBV375 | Butterfly Valve | 250mm dia DI Butterfly valve with gear box, SS 316 disc, PN 3.0 |  |  | nos
ML_HUBV376 | Butterfly Valve | 300mm dia DI Butterfly valve with gear box, SS 316 disc, PN 3.0 |  |  | nos
ML_HUBV377 | Butterfly Valve | 40mm dia CI D/F Butterfly valve, lever type, DI disc, PN 1.0 |  |  | nos
ML_HUBV378 | Butterfly Valve | 50mm dia CI D/F Butterfly valve, lever type, DI disc, PN 1.0 |  |  | nos
ML_HUBV379 | Butterfly Valve | 65mm dia CI D/F Butterfly valve, lever type, DI disc, PN 1.0 |  |  | nos
ML_HUBV380 | Butterfly Valve | 80mm dia CI D/F Butterfly valve, lever type, DI disc, PN 1.0 |  |  | nos
ML_HUBV381 | Butterfly Valve | 100mm dia CI D/F Butterfly valve, lever type, DI disc, PN 1.0 |  |  | nos
ML_HUBV382 | Butterfly Valve | 125mm dia CI D/F Butterfly valve, lever type, DI disc, PN 1.0 |  |  | nos
ML_HUBV383 | Butterfly Valve | 150mm dia CI D/F Butterfly valve, lever type, DI disc, PN 1.0 |  |  | nos
ML_HUBV384 | Butterfly Valve | 200mm dia CI D/F Butterfly valve, lever type, DI disc, PN 1.0 |  |  | nos
ML_HUBV385 | Butterfly Valve | 40mm dia CI D/F Butterfly valve, lever type, SS 304 disc, PN 1.0 |  |  | nos
ML_HUBV386 | Butterfly Valve | 50mm dia CI D/F Butterfly valve, lever type, SS 304 disc, PN 1.0 |  |  | nos
ML_HUBV387 | Butterfly Valve | 65mm dia CI D/F Butterfly valve, lever type, SS 304 disc, PN 1.0 |  |  | nos
ML_HUBV388 | Butterfly Valve | 80mm dia CI D/F Butterfly valve, lever type, SS 304 disc, PN 1.0 |  |  | nos
ML_HUBV389 | Butterfly Valve | 100mm dia CI D/F Butterfly valve, lever type, SS 304 disc, PN 1.0 |  |  | nos
ML_HUBV390 | Butterfly Valve | 125mm dia CI D/F Butterfly valve, lever type, SS 304 disc, PN 1.0 |  |  | nos
ML_HUBV391 | Butterfly Valve | 150mm dia CI D/F Butterfly valve, lever type, SS 304 disc, PN 1.0 |  |  | nos
ML_HUBV392 | Butterfly Valve | 200mm dia CI D/F Butterfly valve, lever type, SS 304 disc, PN 1.0 |  |  | nos
ML_HUBV393 | Butterfly Valve | 40mm dia CI D/F Butterfly valve, lever type, SS 316 disc, PN 1.0 |  |  | nos
ML_HUBV394 | Butterfly Valve | 50mm dia CI D/F Butterfly valve, lever type, SS 316 disc, PN 1.0 |  |  | nos
ML_HUBV395 | Butterfly Valve | 65mm dia CI D/F Butterfly valve, lever type, SS 316 disc, PN 1.0 |  |  | nos
ML_HUBV396 | Butterfly Valve | 80mm dia CI D/F Butterfly valve, lever type, SS 316 disc, PN 1.0 |  |  | nos
ML_HUBV397 | Butterfly Valve | 100mm dia CI D/F Butterfly valve, lever type, SS 316 disc, PN 1.0 |  |  | nos
ML_HUBV398 | Butterfly Valve | 125mm dia CI D/F Butterfly valve, lever type, SS 316 disc, PN 1.0 |  |  | nos
ML_HUBV399 | Butterfly Valve | 150mm dia CI D/F Butterfly valve, lever type, SS 316 disc, PN 1.0 |  |  | nos
ML_HUBV400 | Butterfly Valve | 200mm dia CI D/F Butterfly valve, lever type, SS 316 disc, PN 1.0 |  |  | nos
ML_HUBV401 | Butterfly Valve | 40mm dia CI D/F Butterfly valve with gear box, DI disc, PN 1.0 |  |  | nos
ML_HUBV402 | Butterfly Valve | 50mm dia CI D/F Butterfly valve with gear box, DI disc, PN 1.0 |  |  | nos
ML_HUBV403 | Butterfly Valve | 65mm dia CI D/F Butterfly valve with gear box, DI disc, PN 1.0 |  |  | nos
ML_HUBV404 | Butterfly Valve | 80mm dia CI D/F Butterfly valve with gear box, DI disc, PN 1.0 |  |  | nos
ML_HUBV405 | Butterfly Valve | 100mm dia CI D/F Butterfly valve with gear box, DI disc, PN 1.0 |  |  | nos
ML_HUBV406 | Butterfly Valve | 125mm dia CI D/F Butterfly valve with gear box, DI disc, PN 1.0 |  |  | nos
ML_HUBV407 | Butterfly Valve | 150mm dia CI D/F Butterfly valve with gear box, DI disc, PN 1.0 |  |  | nos
ML_HUBV408 | Butterfly Valve | 200mm dia CI D/F Butterfly valve with gear box, DI disc, PN 1.0 |  |  | nos
ML_HUBV409 | Butterfly Valve | 250mm dia CI D/F Butterfly valve with gear box, DI disc, PN 1.0 |  |  | nos
ML_HUBV410 | Butterfly Valve | 300mm dia CI D/F Butterfly valve with gear box, DI disc, PN 1.0 |  |  | nos
ML_HUBV411 | Butterfly Valve | 350mm dia CI D/F Butterfly valve with gear box, DI disc, PN 1.0 |  |  | nos
ML_HUBV412 | Butterfly Valve | 400mm dia CI D/F Butterfly valve with gear box, DI disc, PN 1.0 |  |  | nos
ML_HUBV413 | Butterfly Valve | 450mm dia CI D/F Butterfly valve with gear box, DI disc, PN 1.0 |  |  | nos
ML_HUBV414 | Butterfly Valve | 500mm dia CI D/F Butterfly valve with gear box, DI disc, PN 1.0 |  |  | nos
ML_HUBV415 | Butterfly Valve | 600mm dia CI D/F Butterfly valve with gear box, DI disc, PN 1.0 |  |  | nos
ML_HUBV416 | Butterfly Valve | 40mm dia CI D/F Butterfly valve with gear box, SS 304 disc, PN 1.0 |  |  | nos
ML_HUBV426 | Butterfly Valve | 350mm dia CI D/F Butterfly valve with gear box, SS 304 disc, PN 1.0 |  |  | nos
ML_HUBV427 | Butterfly Valve | 400mm dia CI D/F Butterfly valve with gear box, SS 304 disc, PN 1.0 |  |  | nos
ML_HUBV428 | Butterfly Valve | 450mm dia CI D/F Butterfly valve with gear box, SS 304 disc, PN 1.0 |  |  | nos
ML_HUBV429 | Butterfly Valve | 500mm dia CI D/F Butterfly valve with gear box, SS 304 disc, PN 1.0 |  |  | nos
ML_HUBV430 | Butterfly Valve | 600mm dia CI D/F Butterfly valve with gear box, SS 304 disc, PN 1.0 |  |  | nos
ML_HUBV431 | Butterfly Valve | 40mm dia CI D/F Butterfly valve with gear box, SS 316 disc, PN 1.0 |  |  | nos
ML_HUBV441 | Butterfly Valve | 350mm dia CI D/F Butterfly valve with gear box, SS 316 disc, PN 1.0 |  |  | nos
ML_HUBV442 | Butterfly Valve | 400mm dia CI D/F Butterfly valve with gear box, SS 316 disc, PN 1.0 |  |  | nos
ML_HUBV443 | Butterfly Valve | 450mm dia CI D/F Butterfly valve with gear box, SS 316 disc, PN 1.0 |  |  | nos
ML_HUBV444 | Butterfly Valve | 500mm dia CI D/F Butterfly valve with gear box, SS 316 disc, PN 1.0 |  |  | nos
ML_HUBV445 | Butterfly Valve | 600mm dia CI D/F Butterfly valve with gear box, SS 316 disc, PN 1.0 |  |  | nos
ML_HUBV446 | Butterfly Valve | 40mm dia CI D/F Butterfly valve, lever type, DI disc, PN 1.6 |  |  | nos
ML_HUBV447 | Butterfly Valve | 50mm dia CI D/F Butterfly valve, lever type, DI disc, PN 1.6 |  |  | nos
ML_HUBV448 | Butterfly Valve | 65mm dia CI D/F Butterfly valve, lever type, DI disc, PN 1.6 |  |  | nos
ML_HUBV449 | Butterfly Valve | 80mm dia CI D/F Butterfly valve, lever type, DI disc, PN 1.6 |  |  | nos
ML_HUBV450 | Butterfly Valve | 100mm dia CI D/F Butterfly valve, lever type, DI disc, PN 1.6 |  |  | nos
ML_HUBV451 | Butterfly Valve | 125mm dia CI D/F Butterfly valve, lever type, DI disc, PN 1.6 |  |  | nos
ML_HUBV452 | Butterfly Valve | 150mm dia CI D/F Butterfly valve, lever type, DI disc, PN 1.6 |  |  | nos
ML_HUBV453 | Butterfly Valve | 200mm dia CI D/F Butterfly valve, lever type, DI disc, PN 1.6 |  |  | nos
ML_HUBV454 | Butterfly Valve | 40mm dia CI D/F Butterfly valve, lever type, SS 304 disc, PN 1.6 |  |  | nos
ML_HUBV455 | Butterfly Valve | 50mm dia CI D/F Butterfly valve, lever type, SS 304 disc, PN 1.6 |  |  | nos
ML_HUBV456 | Butterfly Valve | 65mm dia CI D/F Butterfly valve, lever type, SS 304 disc, PN 1.6 |  |  | nos
ML_HUBV457 | Butterfly Valve | 80mm dia CI D/F Butterfly valve, lever type, SS 304 disc, PN 1.6 |  |  | nos
ML_HUBV458 | Butterfly Valve | 100mm dia CI D/F Butterfly valve, lever type, SS 304 disc, PN 1.6 |  |  | nos
ML_HUBV459 | Butterfly Valve | 125mm dia CI D/F Butterfly valve, lever type, SS 304 disc, PN 1.6 |  |  | nos
ML_HUBV460 | Butterfly Valve | 150mm dia CI D/F Butterfly valve, lever type, SS 304 disc, PN 1.6 |  |  | nos
ML_HUBV461 | Butterfly Valve | 200mm dia CI D/F Butterfly valve, lever type, SS 304 disc, PN 1.6 |  |  | nos
ML_HUBV462 | Butterfly Valve | 40mm dia CI D/F Butterfly valve, lever type, SS 316 disc, PN 1.6 |  |  | nos
ML_HUBV463 | Butterfly Valve | 50mm dia CI D/F Butterfly valve, lever type, SS 316 disc, PN 1.6 |  |  | nos
ML_HUBV464 | Butterfly Valve | 65mm dia CI D/F Butterfly valve, lever type, SS 316 disc, PN 1.6 |  |  | nos
ML_HUBV465 | Butterfly Valve | 80mm dia CI D/F Butterfly valve, lever type, SS 316 disc, PN 1.6 |  |  | nos
ML_HUBV466 | Butterfly Valve | 100mm dia CI D/F Butterfly valve, lever type, SS 316 disc, PN 1.6 |  |  | nos
ML_HUBV467 | Butterfly Valve | 125mm dia CI D/F Butterfly valve, lever type, SS 316 disc, PN 1.6 |  |  | nos
ML_HUBV468 | Butterfly Valve | 150mm dia CI D/F Butterfly valve, lever type, SS 316 disc, PN 1.6 |  |  | nos
ML_HUBV469 | Butterfly Valve | 200mm dia CI D/F Butterfly valve, lever type, SS 316 disc, PN 1.6 |  |  | nos
ML_HUBV470 | Butterfly Valve | 40mm dia CI D/F Butterfly valve with gear box, DI disc, PN 1.6 |  |  | nos
ML_HUBV480 | Butterfly Valve | 350mm dia CI D/F Butterfly valve with gear box, DI disc, PN 1.6 |  |  | nos
ML_HUBV481 | Butterfly Valve | 400mm dia CI D/F Butterfly valve with gear box, DI disc, PN 1.6 |  |  | nos
ML_HUBV482 | Butterfly Valve | 450mm dia CI D/F Butterfly valve with gear box, DI disc, PN 1.6 |  |  | nos
ML_HUBV483 | Butterfly Valve | 500mm dia CI D/F Butterfly valve with gear box, DI disc, PN 1.6 |  |  | nos
ML_HUBV484 | Butterfly Valve | 600mm dia CI D/F Butterfly valve with gear box, DI disc, PN 1.6 |  |  | nos
ML_HUBV485 | Butterfly Valve | 40mm dia CI D/F Butterfly valve with gear box, SS 304 disc, PN 1.6 |  |  | nos
ML_HUBV495 | Butterfly Valve | 350mm dia CI D/F Butterfly valve with gear box, SS 304 disc, PN 1.6 |  |  | nos
ML_HUBV496 | Butterfly Valve | 400mm dia CI D/F Butterfly valve with gear box, SS 304 disc, PN 1.6 |  |  | nos
ML_HUBV497 | Butterfly Valve | 450mm dia CI D/F Butterfly valve with gear box, SS 304 disc, PN 1.6 |  |  | nos
ML_HUBV498 | Butterfly Valve | 500mm dia CI D/F Butterfly valve with gear box, SS 304 disc, PN 1.6 |  |  | nos
ML_HUBV499 | Butterfly Valve | 600mm dia CI D/F Butterfly valve with gear box, SS 304 disc, PN 1.6 |  |  | nos
ML_HUBV500 | Butterfly Valve | 40mm dia CI D/F Butterfly valve with gear box, SS 316 disc, PN 1.6 |  |  | nos
ML_HUBV510 | Butterfly Valve | 350mm dia CI D/F Butterfly valve with gear box, SS 316 disc, PN 1.6 |  |  | nos
ML_HUBV511 | Butterfly Valve | 400mm dia CI D/F Butterfly valve with gear box, SS 316 disc, PN 1.6 |  |  | nos
ML_HUBV512 | Butterfly Valve | 450mm dia CI D/F Butterfly valve with gear box, SS 316 disc, PN 1.6 |  |  | nos
ML_HUBV513 | Butterfly Valve | 500mm dia CI D/F Butterfly valve with gear box, SS 316 disc, PN 1.6 |  |  | nos
ML_HUBV514 | Butterfly Valve | 600mm dia CI D/F Butterfly valve with gear box, SS 316 disc, PN 1.6 |  |  | nos
ML_HUBV515 | Butterfly Valve | 40mm dia DI D/F Butterfly valve, lever type, DI disc, PN 1.6 |  |  | nos
ML_HUBV516 | Butterfly Valve | 50mm dia DI D/F Butterfly valve, lever type, DI disc, PN 1.6 |  |  | nos
ML_HUBV517 | Butterfly Valve | 65mm dia DI D/F Butterfly valve, lever type, DI disc, PN 1.6 |  |  | nos
ML_HUBV518 | Butterfly Valve | 80mm dia DI D/F Butterfly valve, lever type, DI disc, PN 1.6 |  |  | nos
ML_HUBV519 | Butterfly Valve | 100mm dia DI D/F Butterfly valve, lever type, DI disc, PN 1.6 |  |  | nos
ML_HUBV520 | Butterfly Valve | 125mm dia DI D/F Butterfly valve, lever type, DI disc, PN 1.6 |  |  | nos
ML_HUBV521 | Butterfly Valve | 150mm dia DI D/F Butterfly valve, lever type, DI disc, PN 1.6 |  |  | nos
ML_HUBV522 | Butterfly Valve | 200mm dia DI D/F Butterfly valve, lever type, DI disc, PN 1.6 |  |  | nos
ML_HUBV523 | Butterfly Valve | 40mm dia DI D/F Butterfly valve, lever type, SS 304 disc, PN 1.6 |  |  | nos
ML_HUBV524 | Butterfly Valve | 50mm dia DI D/F Butterfly valve, lever type, SS 304 disc, PN 1.6 |  |  | nos
ML_HUBV525 | Butterfly Valve | 65mm dia DI D/F Butterfly valve, lever type, SS 304 disc, PN 1.6 |  |  | nos
ML_HUBV526 | Butterfly Valve | 80mm dia DI D/F Butterfly valve, lever type, SS 304 disc, PN 1.6 |  |  | nos
ML_HUBV527 | Butterfly Valve | 100mm dia DI D/F Butterfly valve, lever type, SS 304 disc, PN 1.6 |  |  | nos
ML_HUBV528 | Butterfly Valve | 125mm dia DI D/F Butterfly valve, lever type, SS 304 disc, PN 1.6 |  |  | nos
ML_HUBV529 | Butterfly Valve | 150mm dia DI D/F Butterfly valve, lever type, SS 304 disc, PN 1.6 |  |  | nos
ML_HUBV530 | Butterfly Valve | 200mm dia DI D/F Butterfly valve, lever type, SS 304 disc, PN 1.6 |  |  | nos
ML_HUBV531 | Butterfly Valve | 40mm dia DI D/F Butterfly valve, lever type, SS 316 disc, PN 1.6 |  |  | nos
ML_HUBV532 | Butterfly Valve | 50mm dia DI D/F Butterfly valve, lever type, SS 316 disc, PN 1.6 |  |  | nos
ML_HUBV533 | Butterfly Valve | 65mm dia DI D/F Butterfly valve, lever type, SS 316 disc, PN 1.6 |  |  | nos
ML_HUBV534 | Butterfly Valve | 80mm dia DI D/F Butterfly valve, lever type, SS 316 disc, PN 1.6 |  |  | nos
ML_HUBV535 | Butterfly Valve | 100mm dia DI D/F Butterfly valve, lever type, SS 316 disc, PN 1.6 |  |  | nos
ML_HUBV536 | Butterfly Valve | 125mm dia DI D/F Butterfly valve, lever type, SS 316 disc, PN 1.6 |  |  | nos
ML_HUBV537 | Butterfly Valve | 150mm dia DI D/F Butterfly valve, lever type, SS 316 disc, PN 1.6 |  |  | nos
ML_HUBV538 | Butterfly Valve | 200mm dia DI D/F Butterfly valve, lever type, SS 316 disc, PN 1.6 |  |  | nos
ML_HUBV539 | Butterfly Valve | 40mm dia DI D/F Butterfly valve with gear box, DI disc, PN 1.6 |  |  | nos
ML_HUBV549 | Butterfly Valve | 350mm dia DI D/F Butterfly valve with gear box, DI disc, PN 1.6 |  |  | nos
ML_HUBV550 | Butterfly Valve | 400mm dia DI D/F Butterfly valve with gear box, DI disc, PN 1.6 |  |  | nos
ML_HUBV551 | Butterfly Valve | 450mm dia DI D/F Butterfly valve with gear box, DI disc, PN 1.6 |  |  | nos
ML_HUBV552 | Butterfly Valve | 500mm dia DI D/F Butterfly valve with gear box, DI disc, PN 1.6 |  |  | nos
ML_HUBV553 | Butterfly Valve | 600mm dia DI D/F Butterfly valve with gear box, DI disc, PN 1.6 |  |  | nos
ML_HUBV554 | Butterfly Valve | 40mm dia DI D/F Butterfly valve with gear box, SS 304 disc, PN 1.6 |  |  | nos
ML_HUBV564 | Butterfly Valve | 350mm dia DI D/F Butterfly valve with gear box, SS 304 disc, PN 1.6 |  |  | nos
ML_HUBV565 | Butterfly Valve | 400mm dia DI D/F Butterfly valve with gear box, SS 304 disc, PN 1.6 |  |  | nos
ML_HUBV566 | Butterfly Valve | 450mm dia DI D/F Butterfly valve with gear box, SS 304 disc, PN 1.6 |  |  | nos
ML_HUBV567 | Butterfly Valve | 500mm dia DI D/F Butterfly valve with gear box, SS 304 disc, PN 1.6 |  |  | nos
ML_HUBV568 | Butterfly Valve | 600mm dia DI D/F Butterfly valve with gear box, SS 304 disc, PN 1.6 |  |  | nos
ML_HUBV569 | Butterfly Valve | 40mm dia DI D/F Butterfly valve with gear box, SS 316 disc, PN 1.6 |  |  | nos
ML_HUBV579 | Butterfly Valve | 350mm dia DI D/F Butterfly valve with gear box, SS 316 disc, PN 1.6 |  |  | nos
ML_HUBV580 | Butterfly Valve | 400mm dia DI D/F Butterfly valve with gear box, SS 316 disc, PN 1.6 |  |  | nos
ML_HUBV581 | Butterfly Valve | 450mm dia DI D/F Butterfly valve with gear box, SS 316 disc, PN 1.6 |  |  | nos
ML_HUBV582 | Butterfly Valve | 500mm dia DI D/F Butterfly valve with gear box, SS 316 disc, PN 1.6 |  |  | nos
ML_HUBV583 | Butterfly Valve | 50mm dia WCB Steel D/F Butterfly valve with gear box, SS 304, PN 4.0 |  |  | nos
ML_HUBV584 | Butterfly Valve | 65mm dia WCB Steel D/F Butterfly valve with gear box, SS 304, PN 4.0 |  |  | nos
ML_HUBV585 | Butterfly Valve | 80mm dia WCB Steel D/F Butterfly valve with gear box, SS 304, PN 4.0 |  |  | nos
ML_HUBV586 | Butterfly Valve | 100mm dia WCB Steel D/F Butterfly valve with gear box, SS 304, PN 4.0 |  |  | nos
ML_HUBV587 | Butterfly Valve | 150mm dia WCB Steel D/F Butterfly valve with gear box, SS 304, PN 4.0 |  |  | nos
ML_HUBV588 | Butterfly Valve | 200mm dia WCB Steel D/F Butterfly valve with gear box, SS 304, PN 4.0 |  |  | nos
ML_HUBV589 | Butterfly Valve | 250mm dia WCB Steel D/F Butterfly valve with gear box, SS 304, PN 4.0 |  |  | nos
ML_HUBV590 | Butterfly Valve | 300mm dia WCB Steel D/F Butterfly valve with gear box, SS 304, PN 4.0 |  |  | nos
ML_HUBV591 | Butterfly Valve | 50mm dia CI D/F Butterfly valve, lug type, lever operated, DI disc, PN 1.0 |  |  | nos
ML_HUBV592 | Butterfly Valve | 65mm dia CI D/F Butterfly valve, lug type, lever operated, DI disc, PN 1.0 |  |  | nos
ML_HUBV593 | Butterfly Valve | 80mm dia CI D/F Butterfly valve, lug type, lever operated, DI disc, PN 1.0 |  |  | nos
ML_HUBV594 | Butterfly Valve | 100mm dia CI D/F Butterfly valve, lug type, lever operated, DI disc, PN 1.0 |  |  | nos
ML_HUBV595 | Butterfly Valve | 125mm dia CI D/F Butterfly valve, lug type, lever operated, DI disc, PN 1.0 |  |  | nos
ML_HUBV596 | Butterfly Valve | 150mm dia CI D/F Butterfly valve, lug type, lever operated, DI disc, PN 1.0 |  |  | nos
ML_HUBV597 | Butterfly Valve | 200mm dia CI D/F Butterfly valve, lug type, lever operated, DI disc, PN 1.0 |  |  | nos
ML_HUBV598 | Butterfly Valve | 50mm dia CI D/F Butterfly valve, lug type, lever operated, SS 304 disc, PN 1.0 |  |  | nos
ML_HUBV599 | Butterfly Valve | 65mm dia CI D/F Butterfly valve, lug type, lever operated, SS 304 disc, PN 1.0 |  |  | nos
ML_HUBV600 | Butterfly Valve | 80mm dia CI D/F Butterfly valve, lug type, lever operated, SS 304 disc, PN 1.0 |  |  | nos
ML_HUBV601 | Butterfly Valve | 100mm dia CI D/F Butterfly valve, lug type, lever operated, SS 304 disc, PN 1.0 |  |  | nos
ML_HUBV602 | Butterfly Valve | 125mm dia CI D/F Butterfly valve, lug type, lever operated, SS 304 disc, PN 1.0 |  |  | nos
ML_HUBV603 | Butterfly Valve | 150mm dia CI D/F Butterfly valve, lug type, lever operated, SS 304 disc, PN 1.0 |  |  | nos
ML_HUBV604 | Butterfly Valve | 200mm dia CI D/F Butterfly valve, lug type, lever operated, SS 304 disc, PN 1.0 |  |  | nos
ML_HUBV605 | Butterfly Valve | 50mm dia CI D/F Butterfly valve, lug type, lever operated, SS 316 disc, PN 1.0 |  |  | nos
ML_HUBV606 | Butterfly Valve | 65mm dia CI D/F Butterfly valve, lug type, lever operated, SS 316 disc, PN 1.0 |  |  | nos
ML_HUBV607 | Butterfly Valve | 80mm dia CI D/F Butterfly valve, lug type, lever operated, SS 316 disc, PN 1.0 |  |  | nos
ML_HUBV608 | Butterfly Valve | 100mm dia CI D/F Butterfly valve, lug type, lever operated, SS 316 disc, PN 1.0 |  |  | nos
ML_HUBV609 | Butterfly Valve | 125mm dia CI D/F Butterfly valve, lug type, lever operated, SS 316 disc, PN 1.0 |  |  | nos
ML_HUBV610 | Butterfly Valve | 150mm dia CI D/F Butterfly valve, lug type, lever operated, SS 316 disc, PN 1.0 |  |  | nos
ML_HUBV611 | Butterfly Valve | 200mm dia CI D/F Butterfly valve, lug type, lever operated, SS 316 disc, PN 1.0 |  |  | nos
ML_HUBV621 | Butterfly Valve | 50mm dia CI D/F Butterfly valve with gear box, SS 304 disc, PN 1.0 |  |  | nos
ML_HUBV622 | Butterfly Valve | 65mm dia CI D/F Butterfly valve with gear box, SS 304 disc, PN 1.0 |  |  | nos
ML_HUBV623 | Butterfly Valve | 80mm dia CI D/F Butterfly valve with gear box, SS 304 disc, PN 1.0 |  |  | nos
ML_HUBV624 | Butterfly Valve | 100mm dia CI D/F Butterfly valve with gear box, SS 304 disc, PN 1.0 |  |  | nos
ML_HUBV625 | Butterfly Valve | 125mm dia CI D/F Butterfly valve with gear box, SS 304 disc, PN 1.0 |  |  | nos
ML_HUBV626 | Butterfly Valve | 150mm dia CI D/F Butterfly valve with gear box, SS 304 disc, PN 1.0 |  |  | nos
ML_HUBV627 | Butterfly Valve | 200mm dia CI D/F Butterfly valve with gear box, SS 304 disc, PN 1.0 |  |  | nos
ML_HUBV628 | Butterfly Valve | 250mm dia CI D/F Butterfly valve with gear box, SS 304 disc, PN 1.0 |  |  | nos
ML_HUBV629 | Butterfly Valve | 300mm dia CI D/F Butterfly valve with gear box, SS 304 disc, PN 1.0 |  |  | nos
ML_HUBV630 | Butterfly Valve | 50mm dia CI D/F Butterfly valve with gear box, SS 316 disc, PN 1.0 |  |  | nos
ML_HUBV631 | Butterfly Valve | 65mm dia CI D/F Butterfly valve with gear box, SS 316 disc, PN 1.0 |  |  | nos
ML_HUBV632 | Butterfly Valve | 80mm dia CI D/F Butterfly valve with gear box, SS 316 disc, PN 1.0 |  |  | nos
ML_HUBV633 | Butterfly Valve | 100mm dia CI D/F Butterfly valve with gear box, SS 316 disc, PN 1.0 |  |  | nos
ML_HUBV634 | Butterfly Valve | 125mm dia CI D/F Butterfly valve with gear box, SS 316 disc, PN 1.0 |  |  | nos
ML_HUBV635 | Butterfly Valve | 150mm dia CI D/F Butterfly valve with gear box, SS 316 disc, PN 1.0 |  |  | nos
ML_HUBV636 | Butterfly Valve | 200mm dia CI D/F Butterfly valve with gear box, SS 316 disc, PN 1.0 |  |  | nos
ML_HUBV637 | Butterfly Valve | 250mm dia CI D/F Butterfly valve with gear box, SS 316 disc, PN 1.0 |  |  | nos
ML_HUBV638 | Butterfly Valve | 300mm dia CI D/F Butterfly valve with gear box, SS 316 disc, PN 1.0 |  |  | nos
ML_HUBV639 | Butterfly Valve | 50mm dia CI D/F Butterfly valve, lug type, lever operated, DI disc, PN 1.6 |  |  | nos
ML_HUBV640 | Butterfly Valve | 65mm dia CI D/F Butterfly valve, lug type, lever operated, DI disc, PN 1.6 |  |  | nos
ML_HUBV641 | Butterfly Valve | 80mm dia CI D/F Butterfly valve, lug type, lever operated, DI disc, PN 1.6 |  |  | nos
ML_HUBV642 | Butterfly Valve | 100mm dia CI D/F Butterfly valve, lug type, lever operated, DI disc, PN 1.6 |  |  | nos
ML_HUBV643 | Butterfly Valve | 125mm dia CI D/F Butterfly valve, lug type, lever operated, DI disc, PN 1.6 |  |  | nos
ML_HUBV644 | Butterfly Valve | 150mm dia CI D/F Butterfly valve, lug type, lever operated, DI disc, PN 1.6 |  |  | nos
ML_HUBV645 | Butterfly Valve | 200mm dia CI D/F Butterfly valve, lug type, lever operated, DI disc, PN 1.6 |  |  | nos
ML_HUBV646 | Butterfly Valve | 50mm dia CI D/F Butterfly valve, lug type, lever operated, SS 304 disc, PN 1.6 |  |  | nos
ML_HUBV647 | Butterfly Valve | 65mm dia CI D/F Butterfly valve, lug type, lever operated, SS 304 disc, PN 1.6 |  |  | nos
ML_HUBV648 | Butterfly Valve | 80mm dia CI D/F Butterfly valve, lug type, lever operated, SS 304 disc, PN 1.6 |  |  | nos
ML_HUBV649 | Butterfly Valve | 100mm dia CI D/F Butterfly valve, lug type, lever operated, SS 304 disc, PN 1.6 |  |  | nos
ML_HUBV650 | Butterfly Valve | 125mm dia CI D/F Butterfly valve, lug type, lever operated, SS 304 disc, PN 1.6 |  |  | nos
ML_HUBV651 | Butterfly Valve | 150mm dia CI D/F Butterfly valve, lug type, lever operated, SS 304 disc, PN 1.6 |  |  | nos
ML_HUBV652 | Butterfly Valve | 200mm dia CI D/F Butterfly valve, lug type, lever operated, SS 304 disc, PN 1.6 |  |  | nos
ML_HUBV653 | Butterfly Valve | 50mm dia CI D/F Butterfly valve, lug type, lever operated, SS 316 disc, PN 1.6 |  |  | nos
ML_HUBV654 | Butterfly Valve | 65mm dia CI D/F Butterfly valve, lug type, lever operated, SS 316 disc, PN 1.6 |  |  | nos
ML_HUBV655 | Butterfly Valve | 80mm dia CI D/F Butterfly valve, lug type, lever operated, SS 316 disc, PN 1.6 |  |  | nos
ML_HUBV656 | Butterfly Valve | 100mm dia CI D/F Butterfly valve, lug type, lever operated, SS 316 disc, PN 1.6 |  |  | nos
ML_HUBV657 | Butterfly Valve | 125mm dia CI D/F Butterfly valve, lug type, lever operated, SS 316 disc, PN 1.6 |  |  | nos
ML_HUBV658 | Butterfly Valve | 150mm dia CI D/F Butterfly valve, lug type, lever operated, SS 316 disc, PN 1.6 |  |  | nos
ML_HUBV659 | Butterfly Valve | 200mm dia CI D/F Butterfly valve, lug type, lever operated, SS 316 disc, PN 1.6 |  |  | nos
ML_HUBV660 | Butterfly Valve | 50mm dia CI D/F Butterfly valve with gear box, DI disc, PN 1.6 |  |  | nos
ML_HUBV661 | Butterfly Valve | 65mm dia CI D/F Butterfly valve with gear box, DI disc, PN 1.6 |  |  | nos
ML_HUBV662 | Butterfly Valve | 80mm dia CI D/F Butterfly valve with gear box, DI disc, PN 1.6 |  |  | nos
ML_HUBV663 | Butterfly Valve | 100mm dia CI D/F Butterfly valve with gear box, DI disc, PN 1.6 |  |  | nos
ML_HUBV664 | Butterfly Valve | 125mm dia CI D/F Butterfly valve with gear box, DI disc, PN 1.6 |  |  | nos
ML_HUBV665 | Butterfly Valve | 150mm dia CI D/F Butterfly valve with gear box, DI disc, PN 1.6 |  |  | nos
ML_HUBV666 | Butterfly Valve | 200mm dia CI D/F Butterfly valve with gear box, DI disc, PN 1.6 |  |  | nos
ML_HUBV667 | Butterfly Valve | 250mm dia CI D/F Butterfly valve with gear box, DI disc, PN 1.6 |  |  | nos
ML_HUBV668 | Butterfly Valve | 300mm dia CI D/F Butterfly valve with gear box, DI disc, PN 1.6 |  |  | nos
ML_HUBV669 | Butterfly Valve | 50mm dia CI D/F Butterfly valve with gear box, SS 304 disc, PN 1.6 |  |  | nos
ML_HUBV670 | Butterfly Valve | 65mm dia CI D/F Butterfly valve with gear box, SS 304 disc, PN 1.6 |  |  | nos
ML_HUBV671 | Butterfly Valve | 80mm dia CI D/F Butterfly valve with gear box, SS 304 disc, PN 1.6 |  |  | nos
ML_HUBV672 | Butterfly Valve | 100mm dia CI D/F Butterfly valve with gear box, SS 304 disc, PN 1.6 |  |  | nos
ML_HUBV673 | Butterfly Valve | 125mm dia CI D/F Butterfly valve with gear box, SS 304 disc, PN 1.6 |  |  | nos
ML_HUBV674 | Butterfly Valve | 150mm dia CI D/F Butterfly valve with gear box, SS 304 disc, PN 1.6 |  |  | nos
ML_HUBV675 | Butterfly Valve | 200mm dia CI D/F Butterfly valve with gear box, SS 304 disc, PN 1.6 |  |  | nos
ML_HUBV676 | Butterfly Valve | 250mm dia CI D/F Butterfly valve with gear box, SS 304 disc, PN 1.6 |  |  | nos
ML_HUBV677 | Butterfly Valve | 300mm dia CI D/F Butterfly valve with gear box, SS 304 disc, PN 1.6 |  |  | nos
ML_HUBV678 | Butterfly Valve | 50mm dia CI D/F Butterfly valve with gear box, SS 316 disc, PN 1.6 |  |  | nos
ML_HUBV679 | Butterfly Valve | 65mm dia CI D/F Butterfly valve with gear box, SS 316 disc, PN 1.6 |  |  | nos
ML_HUBV680 | Butterfly Valve | 80mm dia CI D/F Butterfly valve with gear box, SS 316 disc, PN 1.6 |  |  | nos
ML_HUBV681 | Butterfly Valve | 100mm dia CI D/F Butterfly valve with gear box, SS 316 disc, PN 1.6 |  |  | nos
ML_HUBV682 | Butterfly Valve | 125mm dia CI D/F Butterfly valve with gear box, SS 316 disc, PN 1.6 |  |  | nos
ML_HUBV683 | Butterfly Valve | 150mm dia CI D/F Butterfly valve with gear box, SS 316 disc, PN 1.6 |  |  | nos
ML_HUBV684 | Butterfly Valve | 200mm dia CI D/F Butterfly valve with gear box, SS 316 disc, PN 1.6 |  |  | nos
ML_HUBV685 | Butterfly Valve | 250mm dia CI D/F Butterfly valve with gear box, SS 316 disc, PN 1.6 |  |  | nos
ML_HUBV686 | Butterfly Valve | 300mm dia CI D/F Butterfly valve with gear box, SS 316 disc, PN 1.6 |  |  | nos
ML_HUBV687 | Butterfly Valve | 50mm dia DI D/F Butterfly valve, lug type, lever operated, DI disc, PN 1.6 |  |  | nos
ML_HUBV688 | Butterfly Valve | 65mm dia DI D/F Butterfly valve, lug type, lever operated, DI disc, PN 1.6 |  |  | nos
ML_HUBV689 | Butterfly Valve | 80mm dia DI D/F Butterfly valve, lug type, lever operated, DI disc, PN 1.6 |  |  | nos
ML_HUBV690 | Butterfly Valve | 100mm dia DI D/F Butterfly valve, lug type, lever operated, DI disc, PN 1.6 |  |  | nos
ML_HUBV691 | Butterfly Valve | 125mm dia DI D/F Butterfly valve, lug type, lever operated, DI disc, PN 1.6 |  |  | nos
ML_HUBV692 | Butterfly Valve | 150mm dia DI D/F Butterfly valve, lug type, lever operated, DI disc, PN 1.6 |  |  | nos
ML_HUBV693 | Butterfly Valve | 200mm dia DI D/F Butterfly valve, lug type, lever operated, DI disc, PN 1.6 |  |  | nos
ML_HUBV694 | Butterfly Valve | 50mm dia DI D/F Butterfly valve, lug type, lever operated, SS 304 disc, PN 1.6 |  |  | nos
ML_HUBV695 | Butterfly Valve | 65mm dia DI D/F Butterfly valve, lug type, lever operated, SS 304 disc, PN 1.6 |  |  | nos
ML_HUBV696 | Butterfly Valve | 80mm dia DI D/F Butterfly valve, lug type, lever operated, SS 304 disc, PN 1.6 |  |  | nos
ML_HUBV697 | Butterfly Valve | 100mm dia DI D/F Butterfly valve, lug type, lever operated, SS 304 disc, PN 1.6 |  |  | nos
ML_HUBV698 | Butterfly Valve | 125mm dia DI D/F Butterfly valve, lug type, lever operated, SS 304 disc, PN 1.6 |  |  | nos
ML_HUBV699 | Butterfly Valve | 150mm dia DI D/F Butterfly valve, lug type, lever operated, SS 304 disc, PN 1.6 |  |  | nos
ML_HUBV700 | Butterfly Valve | 200mm dia DI D/F Butterfly valve, lug type, lever operated, SS 304 disc, PN 1.6 |  |  | nos
ML_HUBV701 | Butterfly Valve | 50mm dia DI D/F Butterfly valve, lug type, lever operated, SS 316 disc, PN 1.6 |  |  | nos
ML_HUBV702 | Butterfly Valve | 65mm dia DI D/F Butterfly valve, lug type, lever operated, SS 316 disc, PN 1.6 |  |  | nos
ML_HUBV703 | Butterfly Valve | 80mm dia DI D/F Butterfly valve, lug type, lever operated, SS 316 disc, PN 1.6 |  |  | nos
ML_HUBV704 | Butterfly Valve | 100mm dia DI D/F Butterfly valve, lug type, lever operated, SS 316 disc, PN 1.6 |  |  | nos
ML_HUBV705 | Butterfly Valve | 125mm dia DI D/F Butterfly valve, lug type, lever operated, SS 316 disc, PN 1.6 |  |  | nos
ML_HUBV706 | Butterfly Valve | 150mm dia DI D/F Butterfly valve, lug type, lever operated, SS 316 disc, PN 1.6 |  |  | nos
ML_HUBV707 | Butterfly Valve | 200mm dia DI D/F Butterfly valve, lug type, lever operated, SS 316 disc, PN 1.6 |  |  | nos
ML_HUBV708 | Butterfly Valve | 50mm dia DI D/F Butterfly valve with gear box, DI disc, PN 1.6 |  |  | nos
ML_HUBV709 | Butterfly Valve | 65mm dia DI D/F Butterfly valve with gear box, DI disc, PN 1.6 |  |  | nos
ML_HUBV710 | Butterfly Valve | 80mm dia DI D/F Butterfly valve with gear box, DI disc, PN 1.6 |  |  | nos
ML_HUBV711 | Butterfly Valve | 100mm dia DI D/F Butterfly valve with gear box, DI disc, PN 1.6 |  |  | nos
ML_HUBV712 | Butterfly Valve | 125mm dia DI D/F Butterfly valve with gear box, DI disc, PN 1.6 |  |  | nos
ML_HUBV713 | Butterfly Valve | 150mm dia DI D/F Butterfly valve with gear box, DI disc, PN 1.6 |  |  | nos
ML_HUBV714 | Butterfly Valve | 200mm dia DI D/F Butterfly valve with gear box, DI disc, PN 1.6 |  |  | nos
ML_HUBV715 | Butterfly Valve | 250mm dia DI D/F Butterfly valve with gear box, DI disc, PN 1.6 |  |  | nos
ML_HUBV716 | Butterfly Valve | 300mm dia DI D/F Butterfly valve with gear box, DI disc, PN 1.6 |  |  | nos
ML_HUBV717 | Butterfly Valve | 50mm dia DI D/F Butterfly valve with gear box, SS 304 disc, PN 1.6 |  |  | nos
ML_HUBV718 | Butterfly Valve | 65mm dia DI D/F Butterfly valve with gear box, SS 304 disc, PN 1.6 |  |  | nos
ML_HUBV719 | Butterfly Valve | 80mm dia DI D/F Butterfly valve with gear box, SS 304 disc, PN 1.6 |  |  | nos
ML_HUBV720 | Butterfly Valve | 100mm dia DI D/F Butterfly valve with gear box, SS 304 disc, PN 1.6 |  |  | nos
ML_HUBV721 | Butterfly Valve | 125mm dia DI D/F Butterfly valve with gear box, SS 304 disc, PN 1.6 |  |  | nos
ML_HUBV722 | Butterfly Valve | 150mm dia DI D/F Butterfly valve with gear box, SS 304 disc, PN 1.6 |  |  | nos
ML_HUBV723 | Butterfly Valve | 200mm dia DI D/F Butterfly valve with gear box, SS 304 disc, PN 1.6 |  |  | nos
ML_HUBV724 | Butterfly Valve | 250mm dia DI D/F Butterfly valve with gear box, SS 304 disc, PN 1.6 |  |  | nos
ML_HUBV725 | Butterfly Valve | 300mm dia DI D/F Butterfly valve with gear box, SS 304 disc, PN 1.6 |  |  | nos
ML_HUBV726 | Butterfly Valve | 50mm dia DI D/F Butterfly valve with gear box, SS 316 disc, PN 1.6 |  |  | nos
ML_HUBV727 | Butterfly Valve | 65mm dia DI D/F Butterfly valve with gear box, SS 316 disc, PN 1.6 |  |  | nos
ML_HUBV728 | Butterfly Valve | 80mm dia DI D/F Butterfly valve with gear box, SS 316 disc, PN 1.6 |  |  | nos
ML_HUBV729 | Butterfly Valve | 100mm dia DI D/F Butterfly valve with gear box, SS 316 disc, PN 1.6 |  |  | nos
ML_HUBV730 | Butterfly Valve | 125mm dia DI D/F Butterfly valve with gear box, SS 316 disc, PN 1.6 |  |  | nos
ML_HUBV731 | Butterfly Valve | 150mm dia DI D/F Butterfly valve with gear box, SS 316 disc, PN 1.6 |  |  | nos
ML_HUBV732 | Butterfly Valve | 200mm dia DI D/F Butterfly valve with gear box, SS 316 disc, PN 1.6 |  |  | nos
ML_HUBV733 | Butterfly Valve | 250mm dia DI D/F Butterfly valve with gear box, SS 316 disc, PN 1.6 |  |  | nos
ML_HUBV734 | Butterfly Valve | 300mm dia DI D/F Butterfly valve with gear box, SS 316 disc, PN 1.6 |  |  | nos
ML_HUBV735 | Butterfly Valve | 50mm dia DI D/F Butterfly valve, lug type, lever operated, DI disc, PN 2.0 |  |  | nos
ML_HUBV736 | Butterfly Valve | 65mm dia DI D/F Butterfly valve, lug type, lever operated, DI disc, PN 2.0 |  |  | nos
ML_HUBV737 | Butterfly Valve | 80mm dia DI D/F Butterfly valve, lug type, lever operated, DI disc, PN 2.0 |  |  | nos
ML_HUBV738 | Butterfly Valve | 100mm dia DI D/F Butterfly valve, lug type, lever operated, DI disc, PN 2.0 |  |  | nos
ML_HUBV739 | Butterfly Valve | 125mm dia DI D/F Butterfly valve, lug type, lever operated, DI disc, PN 2.0 |  |  | nos
ML_HUBV740 | Butterfly Valve | 150mm dia DI D/F Butterfly valve, lug type, lever operated, DI disc, PN 2.0 |  |  | nos
ML_HUBV741 | Butterfly Valve | 200mm dia DI D/F Butterfly valve, lug type, lever operated, DI disc, PN 2.0 |  |  | nos
ML_HUBV742 | Butterfly Valve | 50mm dia DI D/F Butterfly valve, lug type, lever operated, SS 304 disc, PN 2.0 |  |  | nos
ML_HUBV743 | Butterfly Valve | 65mm dia DI D/F Butterfly valve, lug type, lever operated, SS 304 disc, PN 2.0 |  |  | nos
ML_HUBV744 | Butterfly Valve | 80mm dia DI D/F Butterfly valve, lug type, lever operated, SS 304 disc, PN 2.0 |  |  | nos
ML_HUBV745 | Butterfly Valve | 100mm dia DI D/F Butterfly valve, lug type, lever operated, SS 304 disc, PN 2.0 |  |  | nos
ML_HUBV746 | Butterfly Valve | 125mm dia DI D/F Butterfly valve, lug type, lever operated, SS 304 disc, PN 2.0 |  |  | nos
ML_HUBV747 | Butterfly Valve | 150mm dia DI D/F Butterfly valve, lug type, lever operated, SS 304 disc, PN 2.0 |  |  | nos
ML_HUBV748 | Butterfly Valve | 200mm dia DI D/F Butterfly valve, lug type, lever operated, SS 304 disc, PN 2.0 |  |  | nos
ML_HUBV749 | Butterfly Valve | 50mm dia DI D/F Butterfly valve, lug type, lever operated, SS 316 disc, PN 2.0 |  |  | nos
ML_HUBV750 | Butterfly Valve | 65mm dia DI D/F Butterfly valve, lug type, lever operated, SS 316 disc, PN 2.0 |  |  | nos
ML_HUBV751 | Butterfly Valve | 80mm dia DI D/F Butterfly valve, lug type, lever operated, SS 316 disc, PN 2.0 |  |  | nos
ML_HUBV752 | Butterfly Valve | 100mm dia DI D/F Butterfly valve, lug type, lever operated, SS 316 disc, PN 2.0 |  |  | nos
ML_HUBV753 | Butterfly Valve | 125mm dia DI D/F Butterfly valve, lug type, lever operated, SS 316 disc, PN 2.0 |  |  | nos
ML_HUBV754 | Butterfly Valve | 150mm dia DI D/F Butterfly valve, lug type, lever operated, SS 316 disc, PN 2.0 |  |  | nos
ML_HUBV755 | Butterfly Valve | 200mm dia DI D/F Butterfly valve, lug type, lever operated, SS 316 disc, PN 2.0 |  |  | nos
ML_HUBV756 | Butterfly Valve | 50mm dia DI D/F Butterfly valve with gear box, DI disc, PN 2.0 |  |  | nos
ML_HUBV757 | Butterfly Valve | 65mm dia DI D/F Butterfly valve with gear box, DI disc, PN 2.0 |  |  | nos
ML_HUBV758 | Butterfly Valve | 80mm dia DI D/F Butterfly valve with gear box, DI disc, PN 2.0 |  |  | nos
ML_HUBV759 | Butterfly Valve | 100mm dia DI D/F Butterfly valve with gear box, DI disc, PN 2.0 |  |  | nos
ML_HUBV760 | Butterfly Valve | 125mm dia DI D/F Butterfly valve with gear box, DI disc, PN 2.0 |  |  | nos
ML_HUBV761 | Butterfly Valve | 150mm dia DI D/F Butterfly valve with gear box, DI disc, PN 2.0 |  |  | nos
ML_HUBV762 | Butterfly Valve | 200mm dia DI D/F Butterfly valve with gear box, DI disc, PN 2.0 |  |  | nos
ML_HUBV763 | Butterfly Valve | 250mm dia DI D/F Butterfly valve with gear box, DI disc, PN 2.0 |  |  | nos
ML_HUBV764 | Butterfly Valve | 300mm dia DI D/F Butterfly valve with gear box, DI disc, PN 2.0 |  |  | nos
ML_HUBV765 | Butterfly Valve | 50mm dia DI D/F Butterfly valve with gear box, SS 304 disc, PN 2.0 |  |  | nos
ML_HUBV766 | Butterfly Valve | 65mm dia DI D/F Butterfly valve with gear box, SS 304 disc, PN 2.0 |  |  | nos
ML_HUBV767 | Butterfly Valve | 80mm dia DI D/F Butterfly valve with gear box, SS 304 disc, PN 2.0 |  |  | nos
ML_HUBV768 | Butterfly Valve | 100mm dia DI D/F Butterfly valve with gear box, SS 304 disc, PN 2.0 |  |  | nos
ML_HUBV769 | Butterfly Valve | 125mm dia DI D/F Butterfly valve with gear box, SS 304 disc, PN 2.0 |  |  | nos
ML_HUBV770 | Butterfly Valve | 150mm dia DI D/F Butterfly valve with gear box, SS 304 disc, PN 2.0 |  |  | nos
ML_HUBV771 | Butterfly Valve | 200mm dia DI D/F Butterfly valve with gear box, SS 304 disc, PN 2.0 |  |  | nos
ML_HUBV772 | Butterfly Valve | 250mm dia DI D/F Butterfly valve with gear box, SS 304 disc, PN 2.0 |  |  | nos
ML_HUBV773 | Butterfly Valve | 300mm dia DI D/F Butterfly valve with gear box, SS 304 disc, PN 2.0 |  |  | nos
ML_HUBV774 | Butterfly Valve | 50mm dia DI D/F Butterfly valve with gear box, SS 316 disc, PN 2.0 |  |  | nos
ML_HUBV775 | Butterfly Valve | 65mm dia DI D/F Butterfly valve with gear box, SS 316 disc, PN 2.0 |  |  | nos
ML_HUBV776 | Butterfly Valve | 80mm dia DI D/F Butterfly valve with gear box, SS 316 disc, PN 2.0 |  |  | nos
ML_HUBV777 | Butterfly Valve | 100mm dia DI D/F Butterfly valve with gear box, SS 316 disc, PN 2.0 |  |  | nos
ML_HUBV778 | Butterfly Valve | 125mm dia DI D/F Butterfly valve with gear box, SS 316 disc, PN 2.0 |  |  | nos
ML_HUBV779 | Butterfly Valve | 150mm dia DI D/F Butterfly valve with gear box, SS 316 disc, PN 2.0 |  |  | nos
ML_HUBV780 | Butterfly Valve | 200mm dia DI D/F Butterfly valve with gear box, SS 316 disc, PN 2.0 |  |  | nos
ML_HUBV781 | Butterfly Valve | 250mm dia DI D/F Butterfly valve with gear box, SS 316 disc, PN 2.0 |  |  | nos
ML_HUBV782 | Butterfly Valve | 300mm dia DI D/F Butterfly valve with gear box, SS 316 disc, PN 2.0 |  |  | nos
ML_HUBV783 | Butterfly Valve | 50mm dia DI D/F Butterfly valve, lug type, lever operated, DI disc, PN 2.5 |  |  | nos
ML_HUBV784 | Butterfly Valve | 65mm dia DI D/F Butterfly valve, lug type, lever operated, DI disc, PN 2.5 |  |  | nos
ML_HUBV785 | Butterfly Valve | 80mm dia DI D/F Butterfly valve, lug type, lever operated, DI disc, PN 2.5 |  |  | nos
ML_HUBV786 | Butterfly Valve | 100mm dia DI D/F Butterfly valve, lug type, lever operated, DI disc, PN 2.5 |  |  | nos
ML_HUBV787 | Butterfly Valve | 125mm dia DI D/F Butterfly valve, lug type, lever operated, DI disc, PN 2.5 |  |  | nos
ML_HUBV788 | Butterfly Valve | 150mm dia DI D/F Butterfly valve, lug type, lever operated, DI disc, PN 2.5 |  |  | nos
ML_HUBV789 | Butterfly Valve | 200mm dia DI D/F Butterfly valve, lug type, lever operated, DI disc, PN 2.5 |  |  | nos
ML_HUBV790 | Butterfly Valve | 50mm dia DI D/F Butterfly valve, lug type, lever operated, SS 304 disc, PN 2.5 |  |  | nos
ML_HUBV791 | Butterfly Valve | 65mm dia DI D/F Butterfly valve, lug type, lever operated, SS 304 disc, PN 2.5 |  |  | nos
ML_HUBV792 | Butterfly Valve | 80mm dia DI D/F Butterfly valve, lug type, lever operated, SS 304 disc, PN 2.5 |  |  | nos
ML_HUBV793 | Butterfly Valve | 100mm dia DI D/F Butterfly valve, lug type, lever operated, SS 304 disc, PN 2.5 |  |  | nos
ML_HUBV794 | Butterfly Valve | 125mm dia DI D/F Butterfly valve, lug type, lever operated, SS 304 disc, PN 2.5 |  |  | nos
ML_HUBV795 | Butterfly Valve | 150mm dia DI D/F Butterfly valve, lug type, lever operated, SS 304 disc, PN 2.5 |  |  | nos
ML_HUBV796 | Butterfly Valve | 200mm dia DI D/F Butterfly valve, lug type, lever operated, SS 304 disc, PN 2.5 |  |  | nos
ML_HUBV797 | Butterfly Valve | 50mm dia DI D/F Butterfly valve, lug type, lever operated, SS 316 disc, PN 2.5 |  |  | nos
ML_HUBV798 | Butterfly Valve | 65mm dia DI D/F Butterfly valve, lug type, lever operated, SS 316 disc, PN 2.5 |  |  | nos
ML_HUBV799 | Butterfly Valve | 80mm dia DI D/F Butterfly valve, lug type, lever operated, SS 316 disc, PN 2.5 |  |  | nos
ML_HUBV800 | Butterfly Valve | 100mm dia DI D/F Butterfly valve, lug type, lever operated, SS 316 disc, PN 2.5 |  |  | nos
ML_HUBV801 | Butterfly Valve | 125mm dia DI D/F Butterfly valve, lug type, lever operated, SS 316 disc, PN 2.5 |  |  | nos
ML_HUBV802 | Butterfly Valve | 150mm dia DI D/F Butterfly valve, lug type, lever operated, SS 316 disc, PN 2.5 |  |  | nos
ML_HUBV803 | Butterfly Valve | 200mm dia DI D/F Butterfly valve, lug type, lever operated, SS 316 disc, PN 2.5 |  |  | nos
ML_HUBV804 | Butterfly Valve | 50mm dia DI D/F Butterfly valve with gear box, DI disc, PN 2.5 |  |  | nos
ML_HUBV805 | Butterfly Valve | 65mm dia DI D/F Butterfly valve with gear box, DI disc, PN 2.5 |  |  | nos
ML_HUBV806 | Butterfly Valve | 80mm dia DI D/F Butterfly valve with gear box, DI disc, PN 2.5 |  |  | nos
ML_HUBV807 | Butterfly Valve | 100mm dia DI D/F Butterfly valve with gear box, DI disc, PN 2.5 |  |  | nos
ML_HUBV808 | Butterfly Valve | 125mm dia DI D/F Butterfly valve with gear box, DI disc, PN 2.5 |  |  | nos
ML_HUBV809 | Butterfly Valve | 150mm dia DI D/F Butterfly valve with gear box, DI disc, PN 2.5 |  |  | nos
ML_HUBV810 | Butterfly Valve | 200mm dia DI D/F Butterfly valve with gear box, DI disc, PN 2.5 |  |  | nos
ML_HUBV811 | Butterfly Valve | 250mm dia DI D/F Butterfly valve with gear box, DI disc, PN 2.5 |  |  | nos
ML_HUBV812 | Butterfly Valve | 300mm dia DI D/F Butterfly valve with gear box, DI disc, PN 2.5 |  |  | nos
ML_HUBV813 | Butterfly Valve | 50mm dia DI D/F Butterfly valve with gear box, SS 304 disc, PN 2.5 |  |  | nos
ML_HUBV814 | Butterfly Valve | 65mm dia DI D/F Butterfly valve with gear box, SS 304 disc, PN 2.5 |  |  | nos
ML_HUBV815 | Butterfly Valve | 80mm dia DI D/F Butterfly valve with gear box, SS 304 disc, PN 2.5 |  |  | nos
ML_HUBV816 | Butterfly Valve | 100mm dia DI D/F Butterfly valve with gear box, SS 304 disc, PN 2.5 |  |  | nos
ML_HUBV817 | Butterfly Valve | 125mm dia DI D/F Butterfly valve with gear box, SS 304 disc, PN 2.5 |  |  | nos
ML_HUBV818 | Butterfly Valve | 150mm dia DI D/F Butterfly valve with gear box, SS 304 disc, PN 2.5 |  |  | nos
ML_HUBV819 | Butterfly Valve | 200mm dia DI D/F Butterfly valve with gear box, SS 304 disc, PN 2.5 |  |  | nos
ML_HUBV820 | Butterfly Valve | 250mm dia DI D/F Butterfly valve with gear box, SS 304 disc, PN 2.5 |  |  | nos
ML_HUBV821 | Butterfly Valve | 300mm dia DI D/F Butterfly valve with gear box, SS 304 disc, PN 2.5 |  |  | nos
ML_HUBV822 | Butterfly Valve | 50mm dia DI D/F Butterfly valve with gear box, SS 316 disc, PN 2.5 |  |  | nos
ML_HUBV823 | Butterfly Valve | 65mm dia DI D/F Butterfly valve with gear box, SS 316 disc, PN 2.5 |  |  | nos
ML_HUBV824 | Butterfly Valve | 80mm dia DI D/F Butterfly valve with gear box, SS 316 disc, PN 2.5 |  |  | nos
ML_HUBV825 | Butterfly Valve | 100mm dia DI D/F Butterfly valve with gear box, SS 316 disc, PN 2.5 |  |  | nos
ML_HUBV826 | Butterfly Valve | 125mm dia DI D/F Butterfly valve with gear box, SS 316 disc, PN 2.5 |  |  | nos
ML_HUBV827 | Butterfly Valve | 150mm dia DI D/F Butterfly valve with gear box, SS 316 disc, PN 2.5 |  |  | nos
ML_HUBV828 | Butterfly Valve | 200mm dia DI D/F Butterfly valve with gear box, SS 316 disc, PN 2.5 |  |  | nos
ML_HUBV829 | Butterfly Valve | 250mm dia DI D/F Butterfly valve with gear box, SS 316 disc, PN 2.5 |  |  | nos
ML_HUBV830 | Butterfly Valve | 300mm dia DI D/F Butterfly valve with gear box, SS 316 disc, PN 2.5 |  |  | nos
ML_HUBV831 | Butterfly Valve | 50mm dia DI D/F Butterfly valve, lug type, lever operated, DI disc, PN 3.0 |  |  | nos
ML_HUBV832 | Butterfly Valve | 65mm dia DI D/F Butterfly valve, lug type, lever operated, DI disc, PN 3.0 |  |  | nos
ML_HUBV833 | Butterfly Valve | 80mm dia DI D/F Butterfly valve, lug type, lever operated, DI disc, PN 3.0 |  |  | nos
ML_HUBV834 | Butterfly Valve | 100mm dia DI D/F Butterfly valve, lug type, lever operated, DI disc, PN 3.0 |  |  | nos
ML_HUBV835 | Butterfly Valve | 125mm dia DI D/F Butterfly valve, lug type, lever operated, DI disc, PN 3.0 |  |  | nos
ML_HUBV836 | Butterfly Valve | 150mm dia DI D/F Butterfly valve, lug type, lever operated, DI disc, PN 3.0 |  |  | nos
ML_HUBV837 | Butterfly Valve | 200mm dia DI D/F Butterfly valve, lug type, lever operated, DI disc, PN 3.0 |  |  | nos
ML_HUBV838 | Butterfly Valve | 50mm dia DI D/F Butterfly valve, lug type, lever operated, SS 304 disc, PN 3.0 |  |  | nos
ML_HUBV839 | Butterfly Valve | 65mm dia DI D/F Butterfly valve, lug type, lever operated, SS 304 disc, PN 3.0 |  |  | nos
ML_HUBV840 | Butterfly Valve | 80mm dia DI D/F Butterfly valve, lug type, lever operated, SS 304 disc, PN 3.0 |  |  | nos
ML_HUBV841 | Butterfly Valve | 100mm dia DI D/F Butterfly valve, lug type, lever operated, SS 304 disc, PN 3.0 |  |  | nos
ML_HUBV842 | Butterfly Valve | 125mm dia DI D/F Butterfly valve, lug type, lever operated, SS 304 disc, PN 3.0 |  |  | nos
ML_HUBV843 | Butterfly Valve | 150mm dia DI D/F Butterfly valve, lug type, lever operated, SS 304 disc, PN 3.0 |  |  | nos
ML_HUBV844 | Butterfly Valve | 200mm dia DI D/F Butterfly valve, lug type, lever operated, SS 304 disc, PN 3.0 |  |  | nos
ML_HUBV845 | Butterfly Valve | 50mm dia DI D/F Butterfly valve, lug type, lever operated, SS 316 disc, PN 3.0 |  |  | nos
ML_HUBV846 | Butterfly Valve | 65mm dia DI D/F Butterfly valve, lug type, lever operated, SS 316 disc, PN 3.0 |  |  | nos
ML_HUBV847 | Butterfly Valve | 80mm dia DI D/F Butterfly valve, lug type, lever operated, SS 316 disc, PN 3.0 |  |  | nos
ML_HUBV848 | Butterfly Valve | 100mm dia DI D/F Butterfly valve, lug type, lever operated, SS 316 disc, PN 3.0 |  |  | nos
ML_HUBV849 | Butterfly Valve | 125mm dia DI D/F Butterfly valve, lug type, lever operated, SS 316 disc, PN 3.0 |  |  | nos
ML_HUBV850 | Butterfly Valve | 150mm dia DI D/F Butterfly valve, lug type, lever operated, SS 316 disc, PN 3.0 |  |  | nos
ML_HUBV851 | Butterfly Valve | 200mm dia DI D/F Butterfly valve, lug type, lever operated, SS 316 disc, PN 3.0 |  |  | nos
ML_HUBV852 | Butterfly Valve | 50mm dia DI D/F Butterfly valve with gear box, DI disc, PN 3.0 |  |  | nos
ML_HUBV853 | Butterfly Valve | 65mm dia DI D/F Butterfly valve with gear box, DI disc, PN 3.0 |  |  | nos
ML_HUBV854 | Butterfly Valve | 80mm dia DI D/F Butterfly valve with gear box, DI disc, PN 3.0 |  |  | nos
ML_HUBV855 | Butterfly Valve | 100mm dia DI D/F Butterfly valve with gear box, DI disc, PN 3.0 |  |  | nos
ML_HUBV856 | Butterfly Valve | 125mm dia DI D/F Butterfly valve with gear box, DI disc, PN 3.0 |  |  | nos
ML_HUBV857 | Butterfly Valve | 150mm dia DI D/F Butterfly valve with gear box, DI disc, PN 3.0 |  |  | nos
ML_HUBV858 | Butterfly Valve | 200mm dia DI D/F Butterfly valve with gear box, DI disc, PN 3.0 |  |  | nos
ML_HUBV859 | Butterfly Valve | 250mm dia DI D/F Butterfly valve with gear box, DI disc, PN 3.0 |  |  | nos
ML_HUBV860 | Butterfly Valve | 300mm dia DI D/F Butterfly valve with gear box, DI disc, PN 3.0 |  |  | nos
ML_HUBV861 | Butterfly Valve | 50mm dia DI D/F Butterfly valve with gear box, SS 304 disc, PN 3.0 |  |  | nos
ML_HUBV862 | Butterfly Valve | 65mm dia DI D/F Butterfly valve with gear box, SS 304 disc, PN 3.0 |  |  | nos
ML_HUBV863 | Butterfly Valve | 80mm dia DI D/F Butterfly valve with gear box, SS 304 disc, PN 3.0 |  |  | nos
ML_HUBV864 | Butterfly Valve | 100mm dia DI D/F Butterfly valve with gear box, SS 304 disc, PN 3.0 |  |  | nos
ML_HUBV865 | Butterfly Valve | 125mm dia DI D/F Butterfly valve with gear box, SS 304 disc, PN 3.0 |  |  | nos
ML_HUBV866 | Butterfly Valve | 150mm dia DI D/F Butterfly valve with gear box, SS 304 disc, PN 3.0 |  |  | nos
ML_HUBV867 | Butterfly Valve | 200mm dia DI D/F Butterfly valve with gear box, SS 304 disc, PN 3.0 |  |  | nos
ML_HUBV868 | Butterfly Valve | 250mm dia DI D/F Butterfly valve with gear box, SS 304 disc, PN 3.0 |  |  | nos
ML_HUBV869 | Butterfly Valve | 300mm dia DI D/F Butterfly valve with gear box, SS 304 disc, PN 3.0 |  |  | nos
ML_HUBV870 | Butterfly Valve | 50mm dia DI D/F Butterfly valve with gear box, SS 316 disc, PN 3.0 |  |  | nos
ML_HUBV871 | Butterfly Valve | 65mm dia DI D/F Butterfly valve with gear box, SS 316 disc, PN 3.0 |  |  | nos
ML_HUBV872 | Butterfly Valve | 80mm dia DI D/F Butterfly valve with gear box, SS 316 disc, PN 3.0 |  |  | nos
ML_HUBV873 | Butterfly Valve | 100mm dia DI D/F Butterfly valve with gear box, SS 316 disc, PN 3.0 |  |  | nos
ML_HUBV874 | Butterfly Valve | 125mm dia DI D/F Butterfly valve with gear box, SS 316 disc, PN 3.0 |  |  | nos
ML_HUBV875 | Butterfly Valve | 150mm dia DI D/F Butterfly valve with gear box, SS 316 disc, PN 3.0 |  |  | nos
ML_HUBV876 | Butterfly Valve | 200mm dia DI D/F Butterfly valve with gear box, SS 316 disc, PN 3.0 |  |  | nos
ML_HUBV877 | Butterfly Valve | 250mm dia DI D/F Butterfly valve with gear box, SS 316 disc, PN 3.0 |  |  | nos
ML_HUBV878 | Butterfly Valve | 300mm dia DI D/F Butterfly valve with gear box, SS 316 disc, PN 3.0 |  |  | nos
ML_HUGS001 | Gate/Sluice Valve | 8mm dia Gun metal screwed Gate/Sluice Valve, PN 1.0 |  |  | nos
ML_HUGS002 | Gate/Sluice Valve | 10mm dia Gun metal screwed Gate/Sluice Valve, PN 1.0 |  |  | nos
ML_HUGS003 | Gate/Sluice Valve | 15mm dia Gun metal screwed Gate/Sluice Valve, PN 1.0 |  |  | nos
ML_HUGS004 | Gate/Sluice Valve | 20mm dia Gun metal screwed Gate/Sluice Valve, PN 1.0 |  |  | nos
ML_HUGS005 | Gate/Sluice Valve | 25mm dia Gun metal screwed Gate/Sluice Valve, PN 1.0 |  |  | nos
ML_HUGS006 | Gate/Sluice Valve | 32mm dia Gun metal screwed Gate/Sluice Valve, PN 1.0 |  |  | nos
ML_HUGS007 | Gate/Sluice Valve | 40mm dia Gun metal screwed Gate/Sluice Valve, PN 1.0 |  |  | nos
ML_HUGS008 | Gate/Sluice Valve | 50mm dia Gun metal screwed Gate/Sluice Valve, PN 1.0 |  |  | nos
ML_HUGS009 | Gate/Sluice Valve | 65mm dia Gun metal screwed Gate/Sluice Valve, PN 1.0 |  |  | nos
ML_HUGS010 | Gate/Sluice Valve | 80mm dia Gun metal screwed Gate/Sluice Valve, PN 1.0 |  |  | nos
ML_HUGS011 | Gate/Sluice Valve | 100mm dia Gun metal screwed Gate/Sluice Valve, PN 1.0 |  |  | nos
ML_HUGS012 | Gate/Sluice Valve | 15mm dia Gun metal D/F Gate/Sluice Valve, PN 1.0 |  |  | nos
ML_HUGS013 | Gate/Sluice Valve | 20mm dia Gun metal D/F Gate/Sluice Valve, PN 1.0 |  |  | nos
ML_HUGS014 | Gate/Sluice Valve | 25mm dia Gun metal D/F Gate/Sluice Valve, PN 1.0 |  |  | nos
ML_HUGS015 | Gate/Sluice Valve | 32mm dia Gun metal D/F Gate/Sluice Valve, PN 1.0 |  |  | nos
ML_HUGS016 | Gate/Sluice Valve | 40mm dia Gun metal D/F Gate/Sluice Valve, PN 1.0 |  |  | nos
ML_HUGS017 | Gate/Sluice Valve | 50mm dia Gun metal D/F Gate/Sluice Valve, PN 1.0 |  |  | nos
ML_HUGS018 | Gate/Sluice Valve | 65mm dia Gun metal D/F Gate/Sluice Valve, PN 1.0 |  |  | nos
ML_HUGS019 | Gate/Sluice Valve | 80mm dia Gun metal D/F Gate/Sluice Valve, PN 1.0 |  |  | nos
ML_HUGS020 | Gate/Sluice Valve | 100mm dia Gun metal D/F Gate/Sluice Valve, PN 1.0 |  |  | nos
ML_HUGS021 | Gate/Sluice Valve | 8mm dia Gun metal screwed Rising stem Gate/Sluice valve, PN 1.0 |  |  | nos
ML_HUGS022 | Gate/Sluice Valve | 10mm dia Gun metal screwed Rising stem Gate/Sluice valve, PN 1.0 |  |  | nos
ML_HUGS023 | Gate/Sluice Valve | 15mm dia Gun metal screwed Rising stem Gate/Sluice valve, PN 1.0 |  |  | nos
ML_HUGS024 | Gate/Sluice Valve | 20mm dia Gun metal screwed Rising stem Gate/Sluice valve, PN 1.0 |  |  | nos
ML_HUGS025 | Gate/Sluice Valve | 25mm dia Gun metal screwed Rising stem Gate/Sluice valve, PN 1.0 |  |  | nos
ML_HUGS026 | Gate/Sluice Valve | 32mm dia Gun metal screwed Rising stem Gate/Sluice valve, PN 1.0 |  |  | nos
ML_HUGS027 | Gate/Sluice Valve | 40mm dia Gun metal screwed Rising stem Gate/Sluice valve, PN 1.0 |  |  | nos
ML_HUGS028 | Gate/Sluice Valve | 50mm dia Gun metal screwed Rising stem Gate/Sluice valve, PN 1.0 |  |  | nos
ML_HUGS029 | Gate/Sluice Valve | 65mm dia Gun metal screwed Rising stem Gate/Sluice valve, PN 1.0 |  |  | nos
ML_HUGS030 | Gate/Sluice Valve | 80mm dia Gun metal screwed Rising stem Gate/Sluice valve, PN 1.0 |  |  | nos
ML_HUGS031 | Gate/Sluice Valve | 100mm dia Gun metal screwed Rising stem Gate/Sluice valve, PN 1.0 |  |  | nos
ML_HUGS032 | Gate/Sluice Valve | 15mm dia Gun metal D/F Rising stem Gate/Sluice valve, PN 1.0 |  |  | nos
ML_HUGS033 | Gate/Sluice Valve | 20mm dia Gun metal D/F Rising stem Gate/Sluice valve, PN 1.0 |  |  | nos
ML_HUGS034 | Gate/Sluice Valve | 25mm dia Gun metal D/F Rising stem Gate/Sluice valve, PN 1.0 |  |  | nos
ML_HUGS035 | Gate/Sluice Valve | 32mm dia Gun metal D/F Rising stem Gate/Sluice valve, PN 1.0 |  |  | nos
ML_HUGS036 | Gate/Sluice Valve | 40mm dia Gun metal D/F Rising stem Gate/Sluice valve, PN 1.0 |  |  | nos
ML_HUGS037 | Gate/Sluice Valve | 50mm dia Gun metal D/F Rising stem Gate/Sluice valve, PN 1.0 |  |  | nos
ML_HUGS038 | Gate/Sluice Valve | 65mm dia Gun metal D/F Rising stem Gate/Sluice valve, PN 1.0 |  |  | nos
ML_HUGS039 | Gate/Sluice Valve | 80mm dia Gun metal D/F Rising stem Gate/Sluice valve, PN 1.0 |  |  | nos
ML_HUGS040 | Gate/Sluice Valve | 100mm dia Gun metal D/F Rising stem Gate/Sluice valve, PN 1.0 |  |  | nos
ML_HUGS041 | Gate/Sluice Valve | 15mm dia Gun metal screwed Gate/Sluice Valve, PN 1.6 |  |  | nos
ML_HUGS042 | Gate/Sluice Valve | 20mm dia Gun metal screwed Gate/Sluice Valve, PN 1.6 |  |  | nos
ML_HUGS043 | Gate/Sluice Valve | 25mm dia Gun metal screwed Gate/Sluice Valve, PN 1.6 |  |  | nos
ML_HUGS044 | Gate/Sluice Valve | 32mm dia Gun metal screwed Gate/Sluice Valve, PN 1.6 |  |  | nos
ML_HUGS045 | Gate/Sluice Valve | 40mm dia Gun metal screwed Gate/Sluice Valve, PN 1.6 |  |  | nos
ML_HUGS046 | Gate/Sluice Valve | 50mm dia Gun metal screwed Gate/Sluice Valve, PN 1.6 |  |  | nos
ML_HUGS047 | Gate/Sluice Valve | 65mm dia Gun metal screwed Gate/Sluice Valve, PN 1.6 |  |  | nos
ML_HUGS048 | Gate/Sluice Valve | 80mm dia Gun metal screwed Gate/Sluice Valve, PN 1.6 |  |  | nos
ML_HUGS049 | Gate/Sluice Valve | 100mm dia Gun metal screwed Gate/Sluice Valve, PN 1.6 |  |  | nos
ML_HUGS050 | Gate/Sluice Valve | 15mm dia Gun metal D/F Gate/Sluice Valve, PN 1.6 |  |  | nos
ML_HUGS051 | Gate/Sluice Valve | 20mm dia Gun metal D/F Gate/Sluice Valve, PN 1.6 |  |  | nos
ML_HUGS052 | Gate/Sluice Valve | 25mm dia Gun metal D/F Gate/Sluice Valve, PN 1.6 |  |  | nos
ML_HUGS053 | Gate/Sluice Valve | 32mm dia Gun metal D/F Gate/Sluice Valve, PN 1.6 |  |  | nos
ML_HUGS054 | Gate/Sluice Valve | 40mm dia Gun metal D/F Gate/Sluice Valve, PN 1.6 |  |  | nos
ML_HUGS055 | Gate/Sluice Valve | 50mm dia Gun metal D/F Gate/Sluice Valve, PN 1.6 |  |  | nos
ML_HUGS056 | Gate/Sluice Valve | 65mm dia Gun metal D/F Gate/Sluice Valve, PN 1.6 |  |  | nos
ML_HUGS057 | Gate/Sluice Valve | 80mm dia Gun metal D/F Gate/Sluice Valve, PN 1.6 |  |  | nos
ML_HUGS058 | Gate/Sluice Valve | 100mm dia Gun metal D/F Gate/Sluice Valve, PN 1.6 |  |  | nos
ML_HUGS059 | Gate/Sluice Valve | 15mm dia Gun metal screwed Rising stem Gate/Sluice valve, PN 1.6 |  |  | nos
ML_HUGS060 | Gate/Sluice Valve | 20mm dia Gun metal screwed Rising stem Gate/Sluice valve, PN 1.6 |  |  | nos
ML_HUGS061 | Gate/Sluice Valve | 25mm dia Gun metal screwed Rising stem Gate/Sluice valve, PN 1.6 |  |  | nos
ML_HUGS062 | Gate/Sluice Valve | 32mm dia Gun metal screwed Rising stem Gate/Sluice valve, PN 1.6 |  |  | nos
ML_HUGS063 | Gate/Sluice Valve | 40mm dia Gun metal screwed Rising stem Gate/Sluice valve, PN 1.6 |  |  | nos
ML_HUGS064 | Gate/Sluice Valve | 50mm dia Gun metal screwed Rising stem Gate/Sluice valve, PN 1.6 |  |  | nos
ML_HUGS065 | Gate/Sluice Valve | 65mm dia Gun metal screwed Rising stem Gate/Sluice valve, PN 1.6 |  |  | nos
ML_HUGS066 | Gate/Sluice Valve | 80mm dia Gun metal screwed Rising stem Gate/Sluice valve, PN 1.6 |  |  | nos
ML_HUGS067 | Gate/Sluice Valve | 100mm dia Gun metal screwed Rising stem Gate/Sluice valve, PN 1.6 |  |  | nos
ML_HUGS068 | Gate/Sluice Valve | 15mm dia Rising stem Gun metal D/F Gate/Sluice Valve, PN 1.6 |  |  | nos
ML_HUGS069 | Gate/Sluice Valve | 20mm dia Rising stem Gun metal D/F Gate/Sluice Valve, PN 1.6 |  |  | nos
ML_HUGS070 | Gate/Sluice Valve | 25mm dia Rising stem Gun metal D/F Gate/Sluice Valve, PN 1.6 |  |  | nos
ML_HUGS071 | Gate/Sluice Valve | 32mm dia Rising stem Gun metal D/F Gate/Sluice Valve, PN 1.6 |  |  | nos
ML_HUGS072 | Gate/Sluice Valve | 40mm dia Rising stem Gun metal D/F Gate/Sluice Valve, PN 1.6 |  |  | nos
ML_HUGS073 | Gate/Sluice Valve | 50mm dia Rising stem Gun metal D/F Gate/Sluice Valve, PN 1.6 |  |  | nos
ML_HUGS074 | Gate/Sluice Valve | 65mm dia Rising stem Gun metal D/F Gate/Sluice Valve, PN 1.6 |  |  | nos
ML_HUGS075 | Gate/Sluice Valve | 80mm dia Rising stem Gun metal D/F Gate/Sluice Valve, PN 1.6 |  |  | nos
ML_HUGS076 | Gate/Sluice Valve | 100mm dia Rising stem Gun metal D/F Gate/Sluice Valve, PN 1.6 |  |  | nos
ML_HUGS077 | Gate/Sluice Valve | 15mm dia Gun metal screwed Gate/Sluice valve, PN 4.0 |  |  | nos
ML_HUGS078 | Gate/Sluice Valve | 20mm dia Gun metal screwed Gate/Sluice valve, PN 4.0 |  |  | nos
ML_HUGS079 | Gate/Sluice Valve | 25mm dia Gun metal screwed Gate/Sluice valve, PN 4.0 |  |  | nos
ML_HUGS080 | Gate/Sluice Valve | 32mm dia Gun metal screwed Gate/Sluice valve, PN 4.0 |  |  | nos
ML_HUGS081 | Gate/Sluice Valve | 40mm dia Gun metal screwed Gate/Sluice valve, PN 4.0 |  |  | nos
ML_HUGS082 | Gate/Sluice Valve | 50mm dia Gun metal screwed Gate/Sluice valve, PN 4.0 |  |  | nos
ML_HUGS083 | Gate/Sluice Valve | 8mm dia Bronze screwed Gate/Sluice valve with forged brass stem, PN 1.0 |  |  | nos
ML_HUGS084 | Gate/Sluice Valve | 10mm dia Bronze screwed Gate/Sluice valve with forged brass stem, PN 1.0 |  |  | nos
ML_HUGS085 | Gate/Sluice Valve | 15mm dia Bronze screwed Gate/Sluice valve with forged brass stem, PN 1.0 |  |  | nos
ML_HUGS086 | Gate/Sluice Valve | 20mm dia Bronze screwed Gate/Sluice valve with forged brass stem, PN 1.0 |  |  | nos
ML_HUGS087 | Gate/Sluice Valve | 25mm dia Bronze screwed Gate/Sluice valve with forged brass stem, PN 1.0 |  |  | nos
ML_HUGS088 | Gate/Sluice Valve | 32mm dia Bronze screwed Gate/Sluice valve with forged brass stem, PN 1.0 |  |  | nos
ML_HUGS089 | Gate/Sluice Valve | 40mm dia Bronze screwed Gate/Sluice valve with forged brass stem, PN 1.0 |  |  | nos
ML_HUGS090 | Gate/Sluice Valve | 50mm dia Bronze screwed Gate/Sluice valve with forged brass stem, PN 1.0 |  |  | nos
ML_HUGS091 | Gate/Sluice Valve | 65mm dia Bronze screwed Gate/Sluice valve with forged brass stem, PN 1.0 |  |  | nos
ML_HUGS092 | Gate/Sluice Valve | 80mm dia Bronze screwed Gate/Sluice valve with forged brass stem, PN 1.0 |  |  | nos
ML_HUGS093 | Gate/Sluice Valve | 100mm dia Bronze screwed Gate/Sluice valve with forged brass stem, PN 1.0 |  |  | nos
ML_HUGS094 | Gate/Sluice Valve | 15mm dia Bronze screwed Gate/Sluice valve with forged brass stem, PN 1.6 |  |  | nos
ML_HUGS095 | Gate/Sluice Valve | 20mm dia Bronze screwed Gate/Sluice valve with forged brass stem, PN 1.6 |  |  | nos
ML_HUGS096 | Gate/Sluice Valve | 25mm dia Bronze screwed Gate/Sluice valve with forged brass stem, PN 1.6 |  |  | nos
ML_HUGS097 | Gate/Sluice Valve | 32mm dia Bronze screwed Gate/Sluice valve with forged brass stem, PN 1.6 |  |  | nos
ML_HUGS098 | Gate/Sluice Valve | 40mm dia Bronze screwed Gate/Sluice valve with forged brass stem, PN 1.6 |  |  | nos
ML_HUGS099 | Gate/Sluice Valve | 50mm dia Bronze screwed Gate/Sluice valve with forged brass stem, PN 1.6 |  |  | nos
ML_HUGS100 | Gate/Sluice Valve | 65mm dia Bronze screwed Gate/Sluice valve with forged brass stem, PN 1.6 |  |  | nos
ML_HUGS101 | Gate/Sluice Valve | 80mm dia Bronze screwed Gate/Sluice valve with forged brass stem, PN 1.6 |  |  | nos
ML_HUGS102 | Gate/Sluice Valve | 100mm dia Bronze screwed Gate/Sluice valve with forged brass stem, PN 1.6 |  |  | nos
ML_HUGS103 | Gate/Sluice Valve | 15mm dia Bronze screwed Rising stem Gate/Sluice valve with forged brass stem, PN 1.0 |  |  | nos
ML_HUGS104 | Gate/Sluice Valve | 20mm dia Bronze screwed Rising stem Gate/Sluice valve with forged brass stem, PN 1.0 |  |  | nos
ML_HUGS105 | Gate/Sluice Valve | 25mm dia Bronze screwed Rising stem Gate/Sluice valve with forged brass stem, PN 1.0 |  |  | nos
ML_HUGS106 | Gate/Sluice Valve | 32mm dia Bronze screwed Rising stem Gate/Sluice valve with forged brass stem, PN 1.0 |  |  | nos
ML_HUGS107 | Gate/Sluice Valve | 40mm dia Bronze screwed Rising stem Gate/Sluice valve with forged brass stem, PN 1.0 |  |  | nos
ML_HUGS108 | Gate/Sluice Valve | 50mm dia Bronze screwed Rising stem Gate/Sluice valve with forged brass stem, PN 1.0 |  |  | nos
ML_HUGS109 | Gate/Sluice Valve | 65mm dia Bronze screwed Rising stem Gate/Sluice valve with forged brass stem, PN 1.0 |  |  | nos
ML_HUGS110 | Gate/Sluice Valve | 80mm dia Bronze screwed Rising stem Gate/Sluice valve with forged brass stem, PN 1.0 |  |  | nos
ML_HUGS111 | Gate/Sluice Valve | 100mm dia Bronze screwed Rising stem Gate/Sluice valve with forged brass stem, PN 1.0 |  |  | nos
ML_HUGS112 | Gate/Sluice Valve | 15mm dia Bronze D/F Gate/Sluice valve with forged brass stem, PN 1.0 |  |  | nos
ML_HUGS113 | Gate/Sluice Valve | 20mm dia Bronze D/F Gate/Sluice valve with forged brass stem, PN 1.0 |  |  | nos
ML_HUGS114 | Gate/Sluice Valve | 25mm dia Bronze D/F Gate/Sluice valve with forged brass stem, PN 1.0 |  |  | nos
ML_HUGS115 | Gate/Sluice Valve | 32mm dia Bronze D/F Gate/Sluice valve with forged brass stem, PN 1.0 |  |  | nos
ML_HUGS116 | Gate/Sluice Valve | 40mm dia Bronze D/F Gate/Sluice valve with forged brass stem, PN 1.0 |  |  | nos
ML_HUGS117 | Gate/Sluice Valve | 50mm dia Bronze D/F Gate/Sluice valve with forged brass stem, PN 1.0 |  |  | nos
ML_HUGS118 | Gate/Sluice Valve | 65mm dia Bronze D/F Gate/Sluice valve with forged brass stem, PN 1.0 |  |  | nos
ML_HUGS119 | Gate/Sluice Valve | 80mm dia Bronze D/F Gate/Sluice valve with forged brass stem, PN 1.0 |  |  | nos
ML_HUGS120 | Gate/Sluice Valve | 100mm dia Bronze D/F Gate/Sluice valve with forged brass stem, PN 1.0 |  |  | nos
ML_HUGS121 | Gate/Sluice Valve | 50mm dia CI D/F Gate/Sluice valve with SS stem, PN 1.0 |  |  | nos
ML_HUGS122 | Gate/Sluice Valve | 65mm dia CI D/F Gate/Sluice valve with SS stem, PN 1.0 |  |  | nos
ML_HUGS123 | Gate/Sluice Valve | 80mm dia CI D/F Gate/Sluice valve with SS stem, PN 1.0 |  |  | nos
ML_HUGS124 | Gate/Sluice Valve | 100mm dia CI D/F Gate/Sluice valve with SS stem, PN 1.0 |  |  | nos
ML_HUGS125 | Gate/Sluice Valve | 125mm dia CI D/F Gate/Sluice valve with SS stem, PN 1.0 |  |  | nos
ML_HUGS126 | Gate/Sluice Valve | 150mm dia CI D/F Gate/Sluice valve with SS stem, PN 1.0 |  |  | nos
ML_HUGS127 | Gate/Sluice Valve | 200mm dia CI D/F Gate/Sluice valve with SS stem, PN 1.0 |  |  | nos
ML_HUGS128 | Gate/Sluice Valve | 250mm dia CI D/F Gate/Sluice valve with SS stem, PN 1.0 |  |  | nos
ML_HUGS129 | Gate/Sluice Valve | 300mm dia CI D/F Gate/Sluice valve with SS stem, PN 1.0 |  |  | nos
ML_HUGS130 | Gate/Sluice Valve | 350mm dia CI D/F Gate/Sluice valve with SS stem, PN 1.0 |  |  | nos
ML_HUGS131 | Gate/Sluice Valve | 400mm dia CI D/F Gate/Sluice valve with SS stem, PN 1.0 |  |  | nos
ML_HUGS132 | Gate/Sluice Valve | 450mm dia CI D/F Gate/Sluice valve with SS stem, PN 1.0 |  |  | nos
ML_HUGS133 | Gate/Sluice Valve | 500mm dia CI D/F Gate/Sluice valve with SS stem, PN 1.0 |  |  | nos
ML_HUGS134 | Gate/Sluice Valve | 600mm dia CI D/F Gate/Sluice valve with SS stem, PN 1.0 |  |  | nos
ML_HUGS135 | Gate/Sluice Valve | 700mm dia CI D/F Gate/Sluice valve with SS stem, PN 1.0 |  |  | nos
ML_HUGS136 | Gate/Sluice Valve | 50mm dia CI D/F Gate/Sluice valve with SS stem, PN 1.6 |  |  | nos
ML_HUGS137 | Gate/Sluice Valve | 65mm dia CI D/F Gate/Sluice valve with SS stem, PN 1.6 |  |  | nos
ML_HUGS138 | Gate/Sluice Valve | 80mm dia CI D/F Gate/Sluice valve with SS stem, PN 1.6 |  |  | nos
ML_HUGS139 | Gate/Sluice Valve | 100mm dia CI D/F Gate/Sluice valve with SS stem, PN 1.6 |  |  | nos
ML_HUGS140 | Gate/Sluice Valve | 125mm dia CI D/F Gate/Sluice valve with SS stem, PN 1.6 |  |  | nos
ML_HUGS141 | Gate/Sluice Valve | 150mm dia CI D/F Gate/Sluice valve with SS stem, PN 1.6 |  |  | nos
ML_HUGS142 | Gate/Sluice Valve | 200mm dia CI D/F Gate/Sluice valve with SS stem, PN 1.6 |  |  | nos
ML_HUGS143 | Gate/Sluice Valve | 250mm dia CI D/F Gate/Sluice valve with SS stem, PN 1.6 |  |  | nos
ML_HUGS144 | Gate/Sluice Valve | 300mm dia CI D/F Gate/Sluice valve with SS stem, PN 1.6 |  |  | nos
ML_HUGS145 | Gate/Sluice Valve | 350mm dia CI D/F Gate/Sluice valve with SS stem, PN 1.6 |  |  | nos
ML_HUGS146 | Gate/Sluice Valve | 400mm dia CI D/F Gate/Sluice valve with SS stem, PN 1.6 |  |  | nos
ML_HUGS147 | Gate/Sluice Valve | 450mm dia CI D/F Gate/Sluice valve with SS stem, PN 1.6 |  |  | nos
ML_HUGS148 | Gate/Sluice Valve | 500mm dia CI D/F Gate/Sluice valve with SS stem, PN 1.6 |  |  | nos
ML_HUGS149 | Gate/Sluice Valve | 600mm dia CI D/F Gate/Sluice valve with SS stem, PN 1.6 |  |  | nos
ML_HUGS150 | Gate/Sluice Valve | 700mm dia CI D/F Gate/Sluice valve with SS stem, PN 1.6 |  |  | nos
ML_HUGS151 | Gate/Sluice Valve | 50mm dia CI D/F Gate/Sluice valve with rising spindle & SS stem, PN 1.0 |  |  | nos
ML_HUGS152 | Gate/Sluice Valve | 65mm dia CI D/F Gate/Sluice valve with rising spindle & SS stem, PN 1.0 |  |  | nos
ML_HUGS153 | Gate/Sluice Valve | 80mm dia CI D/F Gate/Sluice valve with rising spindle & SS stem, PN 1.0 |  |  | nos
ML_HUGS154 | Gate/Sluice Valve | 100mm dia CI D/F Gate/Sluice valve with rising spindle & SS stem, PN 1.0 |  |  | nos
ML_HUGS155 | Gate/Sluice Valve | 125mm dia CI D/F Gate/Sluice valve with rising spindle & SS stem, PN 1.0 |  |  | nos
ML_HUGS156 | Gate/Sluice Valve | 150mm dia CI D/F Gate/Sluice valve with rising spindle & SS stem, PN 1.0 |  |  | nos
ML_HUGS157 | Gate/Sluice Valve | 200mm dia CI D/F Gate/Sluice valve with rising spindle & SS stem, PN 1.0 |  |  | nos
ML_HUGS158 | Gate/Sluice Valve | 250mm dia CI D/F Gate/Sluice valve with rising spindle & SS stem, PN 1.0 |  |  | nos
ML_HUGS159 | Gate/Sluice Valve | 300mm dia CI D/F Gate/Sluice valve with rising spindle & SS stem, PN 1.0 |  |  | nos
ML_HUGS160 | Gate/Sluice Valve | 350mm dia CI D/F Gate/Sluice valve with rising spindle & SS stem, PN 1.0 |  |  | nos
ML_HUGS161 | Gate/Sluice Valve | 400mm dia CI D/F Gate/Sluice valve with rising spindle & SS stem, PN 1.0 |  |  | nos
ML_HUGS162 | Gate/Sluice Valve | 450mm dia CI D/F Gate/Sluice valve with rising spindle & SS stem, PN 1.0 |  |  | nos
ML_HUGS163 | Gate/Sluice Valve | 500mm dia CI D/F Gate/Sluice valve with rising spindle & SS stem, PN 1.0 |  |  | nos
ML_HUGS164 | Gate/Sluice Valve | 600mm dia CI D/F Gate/Sluice valve with rising spindle & SS stem, PN 1.0 |  |  | nos
ML_HUGS165 | Gate/Sluice Valve | 50mm dia CI D/F Gate/Sluice valve with rising spindle & SS stem, PN 1.6 |  |  | nos
ML_HUGS166 | Gate/Sluice Valve | 65mm dia CI D/F Gate/Sluice valve with rising spindle & SS stem, PN 1.6 |  |  | nos
ML_HUGS167 | Gate/Sluice Valve | 80mm dia CI D/F Gate/Sluice valve with rising spindle & SS stem, PN 1.6 |  |  | nos
ML_HUGS168 | Gate/Sluice Valve | 100mm dia CI D/F Gate/Sluice valve with rising spindle & SS stem, PN 1.6 |  |  | nos
ML_HUGS169 | Gate/Sluice Valve | 125mm dia CI D/F Gate/Sluice valve with rising spindle & SS stem, PN 1.6 |  |  | nos
ML_HUGS170 | Gate/Sluice Valve | 150mm dia CI D/F Gate/Sluice valve with rising spindle & SS stem, PN 1.6 |  |  | nos
ML_HUGS171 | Gate/Sluice Valve | 200mm dia CI D/F Gate/Sluice valve with rising spindle & SS stem, PN 1.6 |  |  | nos
ML_HUGS172 | Gate/Sluice Valve | 250mm dia CI D/F Gate/Sluice valve with rising spindle & SS stem, PN 1.6 |  |  | nos
ML_HUGS173 | Gate/Sluice Valve | 300mm dia CI D/F Gate/Sluice valve with rising spindle & SS stem, PN 1.6 |  |  | nos
ML_HUGS174 | Gate/Sluice Valve | 350mm dia CI D/F Gate/Sluice valve with rising spindle & SS stem, PN 1.6 |  |  | nos
ML_HUGS175 | Gate/Sluice Valve | 400mm dia CI D/F Gate/Sluice valve with rising spindle & SS stem, PN 1.6 |  |  | nos
ML_HUGS176 | Gate/Sluice Valve | 450mm dia CI D/F Gate/Sluice valve with rising spindle & SS stem, PN 1.6 |  |  | nos
ML_HUGS177 | Gate/Sluice Valve | 500mm dia CI D/F Gate/Sluice valve with rising spindle & SS stem, PN 1.6 |  |  | nos
ML_HUGS178 | Gate/Sluice Valve | 600mm dia CI D/F Gate/Sluice valve with rising spindle & SS stem, PN 1.6 |  |  | nos
ML_HUGS179 | Gate/Sluice Valve | 50mm dia DI D/F Gate/Sluice valve with SS stem, PN 1.0 |  |  | nos
ML_HUGS180 | Gate/Sluice Valve | 65mm dia DI D/F Gate/Sluice valve with SS stem, PN 1.0 |  |  | nos
ML_HUGS181 | Gate/Sluice Valve | 80mm dia DI D/F Gate/Sluice valve with SS stem, PN 1.0 |  |  | nos
ML_HUGS182 | Gate/Sluice Valve | 100mm dia DI D/F Gate/Sluice valve with SS stem, PN 1.0 |  |  | nos
ML_HUGS183 | Gate/Sluice Valve | 125mm dia DI D/F Gate/Sluice valve with SS stem, PN 1.0 |  |  | nos
ML_HUGS184 | Gate/Sluice Valve | 150mm dia DI D/F Gate/Sluice valve with SS stem, PN 1.0 |  |  | nos
ML_HUGS185 | Gate/Sluice Valve | 200mm dia DI D/F Gate/Sluice valve with SS stem, PN 1.0 |  |  | nos
ML_HUGS186 | Gate/Sluice Valve | 250mm dia DI D/F Gate/Sluice valve with SS stem, PN 1.0 |  |  | nos
ML_HUGS187 | Gate/Sluice Valve | 300mm dia DI D/F Gate/Sluice valve with SS stem, PN 1.0 |  |  | nos
ML_HUGS188 | Gate/Sluice Valve | 350mm dia DI D/F Gate/Sluice valve with SS stem, PN 1.0 |  |  | nos
ML_HUGS189 | Gate/Sluice Valve | 400mm dia DI D/F Gate/Sluice valve with SS stem, PN 1.0 |  |  | nos
ML_HUGS190 | Gate/Sluice Valve | 450mm dia DI D/F Gate/Sluice valve with SS stem, PN 1.0 |  |  | nos
ML_HUGS191 | Gate/Sluice Valve | 500mm dia DI D/F Gate/Sluice valve with SS stem, PN 1.0 |  |  | nos
ML_HUGS192 | Gate/Sluice Valve | 600mm dia DI D/F Gate/Sluice valve with SS stem, PN 1.0 |  |  | nos
ML_HUGS193 | Gate/Sluice Valve | 700mm dia DI D/F Gate/Sluice valve with SS stem, PN 1.0 |  |  | nos
ML_HUGS194 | Gate/Sluice Valve | 50mm dia DI D/F Gate/Sluice valve with SS stem, PN 1.6 |  |  | nos
ML_HUGS195 | Gate/Sluice Valve | 65mm dia DI D/F Gate/Sluice valve with SS stem, PN 1.6 |  |  | nos
ML_HUGS196 | Gate/Sluice Valve | 80mm dia DI D/F Gate/Sluice valve with SS stem, PN 1.6 |  |  | nos
ML_HUGS197 | Gate/Sluice Valve | 100mm dia DI D/F Gate/Sluice valve with SS stem, PN 1.6 |  |  | nos
ML_HUGS198 | Gate/Sluice Valve | 125mm dia DI D/F Gate/Sluice valve with SS stem, PN 1.6 |  |  | nos
ML_HUGS199 | Gate/Sluice Valve | 150mm dia DI D/F Gate/Sluice valve with SS stem, PN 1.6 |  |  | nos
ML_HUGS200 | Gate/Sluice Valve | 200mm dia DI D/F Gate/Sluice valve with SS stem, PN 1.6 |  |  | nos
ML_HUGS201 | Gate/Sluice Valve | 250mm dia DI D/F Gate/Sluice valve with SS stem, PN 1.6 |  |  | nos
ML_HUGS202 | Gate/Sluice Valve | 300mm dia DI D/F Gate/Sluice valve with SS stem, PN 1.6 |  |  | nos
ML_HUGS203 | Gate/Sluice Valve | 350mm dia DI D/F Gate/Sluice valve with SS stem, PN 1.6 |  |  | nos
ML_HUGS204 | Gate/Sluice Valve | 400mm dia DI D/F Gate/Sluice valve with SS stem, PN 1.6 |  |  | nos
ML_HUGS205 | Gate/Sluice Valve | 450mm dia DI D/F Gate/Sluice valve with SS stem, PN 1.6 |  |  | nos
ML_HUGS206 | Gate/Sluice Valve | 500mm dia DI D/F Gate/Sluice valve with SS stem, PN 1.6 |  |  | nos
ML_HUGS207 | Gate/Sluice Valve | 600mm dia DI D/F Gate/Sluice valve with SS stem, PN 1.6 |  |  | nos
ML_HUGS208 | Gate/Sluice Valve | 50mm dia DI D/F Gate/Sluice valve with rising spindle & SS stem, PN 1.0 |  |  | nos
ML_HUGS209 | Gate/Sluice Valve | 65mm dia DI D/F Gate/Sluice valve with rising spindle & SS stem, PN 1.0 |  |  | nos
ML_HUGS210 | Gate/Sluice Valve | 80mm dia DI D/F Gate/Sluice valve with rising spindle & SS stem, PN 1.0 |  |  | nos
ML_HUGS211 | Gate/Sluice Valve | 100mm dia DI D/F Gate/Sluice valve with rising spindle & SS stem, PN 1.0 |  |  | nos
ML_HUGS212 | Gate/Sluice Valve | 125mm dia DI D/F Gate/Sluice valve with rising spindle & SS stem, PN 1.0 |  |  | nos
ML_HUGS213 | Gate/Sluice Valve | 150mm dia DI D/F Gate/Sluice valve with rising spindle & SS stem, PN 1.0 |  |  | nos
ML_HUGS214 | Gate/Sluice Valve | 200mm dia DI D/F Gate/Sluice valve with rising spindle & SS stem, PN 1.0 |  |  | nos
ML_HUGS215 | Gate/Sluice Valve | 250mm dia DI D/F Gate/Sluice valve with rising spindle & SS stem, PN 1.0 |  |  | nos
ML_HUGS216 | Gate/Sluice Valve | 300mm dia DI D/F Gate/Sluice valve with rising spindle & SS stem, PN 1.0 |  |  | nos
ML_HUGS217 | Gate/Sluice Valve | 350mm dia DI D/F Gate/Sluice valve with rising spindle & SS stem, PN 1.0 |  |  | nos
ML_HUGS218 | Gate/Sluice Valve | 400mm dia DI D/F Gate/Sluice valve with rising spindle & SS stem, PN 1.0 |  |  | nos
ML_HUGS219 | Gate/Sluice Valve | 450mm dia DI D/F Gate/Sluice valve with rising spindle & SS stem, PN 1.0 |  |  | nos
ML_HUGS220 | Gate/Sluice Valve | 500mm dia DI D/F Gate/Sluice valve with rising spindle & SS stem, PN 1.0 |  |  | nos
ML_HUGS221 | Gate/Sluice Valve | 600mm dia DI D/F Gate/Sluice valve with rising spindle & SS stem, PN 1.0 |  |  | nos
ML_HUGS222 | Gate/Sluice Valve | 50mm dia DI D/F Gate/Sluice valve with rising spindle & SS stem, PN 1.6 |  |  | nos
ML_HUGS223 | Gate/Sluice Valve | 65mm dia DI D/F Gate/Sluice valve with rising spindle & SS stem, PN 1.6 |  |  | nos
ML_HUGS224 | Gate/Sluice Valve | 80mm dia DI D/F Gate/Sluice valve with rising spindle & SS stem, PN 1.6 |  |  | nos
ML_HUGS225 | Gate/Sluice Valve | 100mm dia DI D/F Gate/Sluice valve with rising spindle & SS stem, PN 1.6 |  |  | nos
ML_HUGS226 | Gate/Sluice Valve | 125mm dia DI D/F Gate/Sluice valve with rising spindle & SS stem, PN 1.6 |  |  | nos
ML_HUGS227 | Gate/Sluice Valve | 150mm dia DI D/F Gate/Sluice valve with rising spindle & SS stem, PN 1.6 |  |  | nos
ML_HUGS228 | Gate/Sluice Valve | 200mm dia DI D/F Gate/Sluice valve with rising spindle & SS stem, PN 1.6 |  |  | nos
ML_HUGS229 | Gate/Sluice Valve | 250mm dia DI D/F Gate/Sluice valve with rising spindle & SS stem, PN 1.6 |  |  | nos
ML_HUGS230 | Gate/Sluice Valve | 300mm dia DI D/F Gate/Sluice valve with rising spindle & SS stem, PN 1.6 |  |  | nos
ML_HUGS231 | Gate/Sluice Valve | 350mm dia DI D/F Gate/Sluice valve with rising spindle & SS stem, PN 1.6 |  |  | nos
ML_HUGS232 | Gate/Sluice Valve | 400mm dia DI D/F Gate/Sluice valve with rising spindle & SS stem, PN 1.6 |  |  | nos
ML_HUGS233 | Gate/Sluice Valve | 450mm dia DI D/F Gate/Sluice valve with rising spindle & SS stem, PN 1.6 |  |  | nos
ML_HUGS234 | Gate/Sluice Valve | 500mm dia DI D/F Gate/Sluice valve with rising spindle & SS stem, PN 1.6 |  |  | nos
ML_HUGS235 | Gate/Sluice Valve | 600mm dia DI D/F Gate/Sluice valve with rising spindle & SS stem, PN 1.6 |  |  | nos
ML_HUGS236 | Gate/Sluice Valve | 50mm dia CI Plain ended Gate/Sluice valve with SS stem, PN 1.0 |  |  | nos
ML_HUGS237 | Gate/Sluice Valve | 65mm dia CI Plain ended Gate/Sluice valve with SS stem, PN 1.0 |  |  | nos
ML_HUGS238 | Gate/Sluice Valve | 80mm dia CI Plain ended Gate/Sluice valve with SS stem, PN 1.0 |  |  | nos
ML_HUGS239 | Gate/Sluice Valve | 100mm dia CI Plain ended Gate/Sluice valve with SS stem, PN 1.0 |  |  | nos
ML_HUGS240 | Gate/Sluice Valve | 125mm dia CI Plain ended Gate/Sluice valve with SS stem, PN 1.0 |  |  | nos
ML_HUGS241 | Gate/Sluice Valve | 150mm dia CI Plain ended Gate/Sluice valve with SS stem, PN 1.0 |  |  | nos
ML_HUGS242 | Gate/Sluice Valve | 200mm dia CI Plain ended Gate/Sluice valve with SS stem, PN 1.0 |  |  | nos
ML_HUGS243 | Gate/Sluice Valve | 50mm dia CI D/F Resilient seat Gate/Sluice valve with SS stem, PN 1.0 |  |  | nos
ML_HUGS244 | Gate/Sluice Valve | 65mm dia CI D/F Resilient seat Gate/Sluice valve with SS stem, PN 1.0 |  |  | nos
ML_HUGS245 | Gate/Sluice Valve | 80mm dia CI D/F Resilient seat Gate/Sluice valve with SS stem, PN 1.0 |  |  | nos
ML_HUGS246 | Gate/Sluice Valve | 100mm dia CI D/F Resilient seat Gate/Sluice valve with SS stem, PN 1.0 |  |  | nos
ML_HUGS247 | Gate/Sluice Valve | 125mm dia CI D/F Resilient seat Gate/Sluice valve with SS stem, PN 1.0 |  |  | nos
ML_HUGS248 | Gate/Sluice Valve | 150mm dia CI D/F Resilient seat Gate/Sluice valve with SS stem, PN 1.0 |  |  | nos
ML_HUGS249 | Gate/Sluice Valve | 200mm dia CI D/F Resilient seat Gate/Sluice valve with SS stem, PN 1.0 |  |  | nos
ML_HUGS250 | Gate/Sluice Valve | 250mm dia CI D/F Resilient seat Gate/Sluice valve with SS stem, PN 1.0 |  |  | nos
ML_HUGS251 | Gate/Sluice Valve | 300mm dia CI D/F Resilient seat Gate/Sluice valve with SS stem, PN 1.0 |  |  | nos
ML_HUGS252 | Gate/Sluice Valve | 350mm dia CI D/F Resilient seat Gate/Sluice valve with SS stem, PN 1.0 |  |  | nos
ML_HUGS253 | Gate/Sluice Valve | 400mm dia CI D/F Resilient seat Gate/Sluice valve with SS stem, PN 1.0 |  |  | nos
ML_HUGS254 | Gate/Sluice Valve | 450mm dia CI D/F Resilient seat Gate/Sluice valve with SS stem, PN 1.0 |  |  | nos
ML_HUGS255 | Gate/Sluice Valve | 500mm dia CI D/F Resilient seat Gate/Sluice valve with SS stem, PN 1.0 |  |  | nos
ML_HUGS256 | Gate/Sluice Valve | 600mm dia CI D/F Resilient seat Gate/Sluice valve with SS stem, PN 1.0 |  |  | nos
ML_HUGS257 | Gate/Sluice Valve | 50mm dia CI D/F Resilient seat Gate/Sluice valve with SS stem, PN 1.6 |  |  | nos
ML_HUGS258 | Gate/Sluice Valve | 65mm dia CI D/F Resilient seat Gate/Sluice valve with SS stem, PN 1.6 |  |  | nos
ML_HUGS259 | Gate/Sluice Valve | 80mm dia CI D/F Resilient seat Gate/Sluice valve with SS stem, PN 1.6 |  |  | nos
ML_HUGS260 | Gate/Sluice Valve | 100mm dia CI D/F Resilient seat Gate/Sluice valve with SS stem, PN 1.6 |  |  | nos
ML_HUGS261 | Gate/Sluice Valve | 125mm dia CI D/F Resilient seat Gate/Sluice valve with SS stem, PN 1.6 |  |  | nos
ML_HUGS262 | Gate/Sluice Valve | 150mm dia CI D/F Resilient seat Gate/Sluice valve with SS stem, PN 1.6 |  |  | nos
ML_HUGS263 | Gate/Sluice Valve | 200mm dia CI D/F Resilient seat Gate/Sluice valve with SS stem, PN 1.6 |  |  | nos
ML_HUGS264 | Gate/Sluice Valve | 250mm dia CI D/F Resilient seat Gate/Sluice valve with SS stem, PN 1.6 |  |  | nos
ML_HUGS265 | Gate/Sluice Valve | 300mm dia CI D/F Resilient seat Gate/Sluice valve with SS stem, PN 1.6 |  |  | nos
ML_HUGS266 | Gate/Sluice Valve | 350mm dia CI D/F Resilient seat Gate/Sluice valve with SS stem, PN 1.6 |  |  | nos
ML_HUGS267 | Gate/Sluice Valve | 400mm dia CI D/F Resilient seat Gate/Sluice valve with SS stem, PN 1.6 |  |  | nos
ML_HUGS268 | Gate/Sluice Valve | 450mm dia CI D/F Resilient seat Gate/Sluice valve with SS stem, PN 1.6 |  |  | nos
ML_HUGS269 | Gate/Sluice Valve | 500mm dia CI D/F Resilient seat Gate/Sluice valve with SS stem, PN 1.6 |  |  | nos
ML_HUGS270 | Gate/Sluice Valve | 600mm dia CI D/F Resilient seat Gate/Sluice valve with SS stem, PN 1.6 |  |  | nos
ML_HUGS271 | Gate/Sluice Valve | 50mm dia DI D/F Resilient seat Gate/Sluice valve with SS stem, PN 1.0 |  |  | nos
ML_HUGS272 | Gate/Sluice Valve | 65mm dia DI D/F Resilient seat Gate/Sluice valve with SS stem, PN 1.0 |  |  | nos
ML_HUGS273 | Gate/Sluice Valve | 80mm dia DI D/F Resilient seat Gate/Sluice valve with SS stem, PN 1.0 |  |  | nos
ML_HUGS274 | Gate/Sluice Valve | 100mm dia DI D/F Resilient seat Gate/Sluice valve with SS stem, PN 1.0 |  |  | nos
ML_HUGS275 | Gate/Sluice Valve | 125mm dia DI D/F Resilient seat Gate/Sluice valve with SS stem, PN 1.0 |  |  | nos
ML_HUGS276 | Gate/Sluice Valve | 150mm dia DI D/F Resilient seat Gate/Sluice valve with SS stem, PN 1.0 |  |  | nos
ML_HUGS277 | Gate/Sluice Valve | 200mm dia DI D/F Resilient seat Gate/Sluice valve with SS stem, PN 1.0 |  |  | nos
ML_HUGS278 | Gate/Sluice Valve | 250mm dia DI D/F Resilient seat Gate/Sluice valve with SS stem, PN 1.0 |  |  | nos
ML_HUGS279 | Gate/Sluice Valve | 300mm dia DI D/F Resilient seat Gate/Sluice valve with SS stem, PN 1.0 |  |  | nos
ML_HUGS280 | Gate/Sluice Valve | 350mm dia DI D/F Resilient seat Gate/Sluice valve with SS stem, PN 1.0 |  |  | nos
ML_HUGS281 | Gate/Sluice Valve | 400mm dia DI D/F Resilient seat Gate/Sluice valve with SS stem, PN 1.0 |  |  | nos
ML_HUGS282 | Gate/Sluice Valve | 450mm dia DI D/F Resilient seat Gate/Sluice valve with SS stem, PN 1.0 |  |  | nos
ML_HUGS283 | Gate/Sluice Valve | 500mm dia DI D/F Resilient seat Gate/Sluice valve with SS stem, PN 1.0 |  |  | nos
ML_HUGS284 | Gate/Sluice Valve | 600mm dia DI D/F Resilient seat Gate/Sluice valve with SS stem, PN 1.0 |  |  | nos
ML_HUGS285 | Gate/Sluice Valve | 50mm dia DI D/F Resilient seat Gate/Sluice valve with SS stem, PN 1.6 |  |  | nos
ML_HUGS286 | Gate/Sluice Valve | 65mm dia DI D/F Resilient seat Gate/Sluice valve with SS stem, PN 1.6 |  |  | nos
ML_HUGS287 | Gate/Sluice Valve | 80mm dia DI D/F Resilient seat Gate/Sluice valve with SS stem, PN 1.6 |  |  | nos
ML_HUGS288 | Gate/Sluice Valve | 100mm dia DI D/F Resilient seat Gate/Sluice valve with SS stem, PN 1.6 |  |  | nos
ML_HUGS289 | Gate/Sluice Valve | 125mm dia DI D/F Resilient seat Gate/Sluice valve with SS stem, PN 1.6 |  |  | nos
ML_HUGS290 | Gate/Sluice Valve | 150mm dia DI D/F Resilient seat Gate/Sluice valve with SS stem, PN 1.6 |  |  | nos
ML_HUGS291 | Gate/Sluice Valve | 200mm dia DI D/F Resilient seat Gate/Sluice valve with SS stem, PN 1.6 |  |  | nos
ML_HUGS292 | Gate/Sluice Valve | 250mm dia DI D/F Resilient seat Gate/Sluice valve with SS stem, PN 1.6 |  |  | nos
ML_HUGS293 | Gate/Sluice Valve | 300mm dia DI D/F Resilient seat Gate/Sluice valve with SS stem, PN 1.6 |  |  | nos
ML_HUGS294 | Gate/Sluice Valve | 350mm dia DI D/F Resilient seat Gate/Sluice valve with SS stem, PN 1.6 |  |  | nos
ML_HUGS295 | Gate/Sluice Valve | 400mm dia DI D/F Resilient seat Gate/Sluice valve with SS stem, PN 1.6 |  |  | nos
ML_HUGS296 | Gate/Sluice Valve | 450mm dia DI D/F Resilient seat Gate/Sluice valve with SS stem, PN 1.6 |  |  | nos
ML_HUGS297 | Gate/Sluice Valve | 500mm dia DI D/F Resilient seat Gate/Sluice valve with SS stem, PN 1.6 |  |  | nos
ML_HUGS298 | Gate/Sluice Valve | 600mm dia DI D/F Resilient seat Gate/Sluice valve with SS stem, PN 1.6 |  |  | nos
ML_HUGS299 | Gate/Sluice Valve | 50mm dia CI D/F Gate/Sluice valve with forged brass stem, PN 1.0 |  |  | nos
ML_HUGS300 | Gate/Sluice Valve | 65mm dia CI D/F Gate/Sluice valve with forged brass stem, PN 1.0 |  |  | nos
ML_HUGS301 | Gate/Sluice Valve | 80mm dia CI D/F Gate/Sluice valve with forged brass stem, PN 1.0 |  |  | nos
ML_HUGS302 | Gate/Sluice Valve | 100mm dia CI D/F Gate/Sluice valve with forged brass stem, PN 1.0 |  |  | nos
ML_HUGS303 | Gate/Sluice Valve | 125mm dia CI D/F Gate/Sluice valve with forged brass stem, PN 1.0 |  |  | nos
ML_HUGS304 | Gate/Sluice Valve | 150mm dia CI D/F Gate/Sluice valve with forged brass stem, PN 1.0 |  |  | nos
ML_HUGS305 | Gate/Sluice Valve | 200mm dia CI D/F Gate/Sluice valve with forged brass stem, PN 1.0 |  |  | nos
ML_HUGS306 | Gate/Sluice Valve | 250mm dia CI D/F Gate/Sluice valve with forged brass stem, PN 1.0 |  |  | nos
ML_HUGS307 | Gate/Sluice Valve | 300mm dia CI D/F Gate/Sluice valve with forged brass stem, PN 1.0 |  |  | nos
ML_HUGS308 | Gate/Sluice Valve | 350mm dia CI D/F Gate/Sluice valve with forged brass stem, PN 1.0 |  |  | nos
ML_HUGS309 | Gate/Sluice Valve | 400mm dia CI D/F Gate/Sluice valve with forged brass stem, PN 1.0 |  |  | nos
ML_HUGS310 | Gate/Sluice Valve | 450mm dia CI D/F Gate/Sluice valve with forged brass stem, PN 1.0 |  |  | nos
ML_HUGS311 | Gate/Sluice Valve | 500mm dia CI D/F Gate/Sluice valve with forged brass stem, PN 1.0 |  |  | nos
ML_HUGS312 | Gate/Sluice Valve | 600mm dia CI D/F Gate/Sluice valve with forged brass stem, PN 1.0 |  |  | nos
ML_HUGS313 | Gate/Sluice Valve | 700mm dia CI D/F Gate/Sluice valve with forged brass stem, PN 1.0 |  |  | nos
ML_HUGS314 | Gate/Sluice Valve | 50mm dia CI D/F Gate/Sluice valve with forged brass stem, PN 1.6 |  |  | nos
ML_HUGS315 | Gate/Sluice Valve | 65mm dia CI D/F Gate/Sluice valve with forged brass stem, PN 1.6 |  |  | nos
ML_HUGS316 | Gate/Sluice Valve | 80mm dia CI D/F Gate/Sluice valve with forged brass stem, PN 1.6 |  |  | nos
ML_HUGS317 | Gate/Sluice Valve | 100mm dia CI D/F Gate/Sluice valve with forged brass stem, PN 1.6 |  |  | nos
ML_HUGS318 | Gate/Sluice Valve | 125mm dia CI D/F Gate/Sluice valve with forged brass stem, PN 1.6 |  |  | nos
ML_HUGS319 | Gate/Sluice Valve | 150mm dia CI D/F Gate/Sluice valve with forged brass stem, PN 1.6 |  |  | nos
ML_HUGS320 | Gate/Sluice Valve | 200mm dia CI D/F Gate/Sluice valve with forged brass stem, PN 1.6 |  |  | nos
ML_HUGS321 | Gate/Sluice Valve | 250mm dia CI D/F Gate/Sluice valve with forged brass stem, PN 1.6 |  |  | nos
ML_HUGS322 | Gate/Sluice Valve | 300mm dia CI D/F Gate/Sluice valve with forged brass stem, PN 1.6 |  |  | nos
ML_HUGS323 | Gate/Sluice Valve | 350mm dia CI D/F Gate/Sluice valve with forged brass stem, PN 1.6 |  |  | nos
ML_HUGS324 | Gate/Sluice Valve | 400mm dia CI D/F Gate/Sluice valve with forged brass stem, PN 1.6 |  |  | nos
ML_HUGS325 | Gate/Sluice Valve | 450mm dia CI D/F Gate/Sluice valve with forged brass stem, PN 1.6 |  |  | nos
ML_HUGS326 | Gate/Sluice Valve | 500mm dia CI D/F Gate/Sluice valve with forged brass stem, PN 1.6 |  |  | nos
ML_HUGS327 | Gate/Sluice Valve | 600mm dia CI D/F Gate/Sluice valve with forged brass stem, PN 1.6 |  |  | nos
ML_HUGS328 | Gate/Sluice Valve | 50mm dia CI D/F Gate/Sluice valve with rising spindle & forged brass stem, PN 1.0 |  |  | nos
ML_HUGS329 | Gate/Sluice Valve | 65mm dia CI D/F Gate/Sluice valve with rising spindle & forged brass stem, PN 1.0 |  |  | nos
ML_HUGS330 | Gate/Sluice Valve | 80mm dia CI D/F Gate/Sluice valve with rising spindle & forged brass stem, PN 1.0 |  |  | nos
ML_HUGS331 | Gate/Sluice Valve | 100mm dia CI D/F Gate/Sluice valve with rising spindle & forged brass stem, PN 1.0 |  |  | nos
ML_HUGS332 | Gate/Sluice Valve | 125mm dia CI D/F Gate/Sluice valve with rising spindle & forged brass stem, PN 1.0 |  |  | nos
ML_HUGS333 | Gate/Sluice Valve | 150mm dia CI D/F Gate/Sluice valve with rising spindle & forged brass stem, PN 1.0 |  |  | nos
ML_HUGS334 | Gate/Sluice Valve | 200mm dia CI D/F Gate/Sluice valve with rising spindle & forged brass stem, PN 1.0 |  |  | nos
ML_HUGS335 | Gate/Sluice Valve | 250mm dia CI D/F Gate/Sluice valve with rising spindle & forged brass stem, PN 1.0 |  |  | nos
ML_HUGS336 | Gate/Sluice Valve | 300mm dia CI D/F Gate/Sluice valve with rising spindle & forged brass stem, PN 1.0 |  |  | nos
ML_HUGS337 | Gate/Sluice Valve | 350mm dia CI D/F Gate/Sluice valve with rising spindle & forged brass stem, PN 1.0 |  |  | nos
ML_HUGS338 | Gate/Sluice Valve | 400mm dia CI D/F Gate/Sluice valve with rising spindle & forged brass stem, PN 1.0 |  |  | nos
ML_HUGS339 | Gate/Sluice Valve | 450mm dia CI D/F Gate/Sluice valve with rising spindle & forged brass stem, PN 1.0 |  |  | nos
ML_HUGS340 | Gate/Sluice Valve | 500mm dia CI D/F Gate/Sluice valve with rising spindle & forged brass stem, PN 1.0 |  |  | nos
ML_HUGS341 | Gate/Sluice Valve | 600mm dia CI D/F Gate/Sluice valve with rising spindle & forged brass stem, PN 1.0 |  |  | nos
ML_HUGS342 | Gate/Sluice Valve | 50mm dia CI D/F Gate/Sluice valve with rising spindle & forged brass stem, PN 1.6 |  |  | nos
ML_HUGS343 | Gate/Sluice Valve | 65mm dia CI D/F Gate/Sluice valve with rising spindle & forged brass stem, PN 1.6 |  |  | nos
ML_HUGS344 | Gate/Sluice Valve | 80mm dia CI D/F Gate/Sluice valve with rising spindle & forged brass stem, PN 1.6 |  |  | nos
ML_HUGS345 | Gate/Sluice Valve | 100mm dia CI D/F Gate/Sluice valve with rising spindle & forged brass stem, PN 1.6 |  |  | nos
ML_HUGS346 | Gate/Sluice Valve | 125mm dia CI D/F Gate/Sluice valve with rising spindle & forged brass stem, PN 1.6 |  |  | nos
ML_HUGS347 | Gate/Sluice Valve | 150mm dia CI D/F Gate/Sluice valve with rising spindle & forged brass stem, PN 1.6 |  |  | nos
ML_HUGS348 | Gate/Sluice Valve | 200mm dia CI D/F Gate/Sluice valve with rising spindle & forged brass stem, PN 1.6 |  |  | nos
ML_HUGS349 | Gate/Sluice Valve | 250mm dia CI D/F Gate/Sluice valve with rising spindle & forged brass stem, PN 1.6 |  |  | nos
ML_HUGS350 | Gate/Sluice Valve | 300mm dia CI D/F Gate/Sluice valve with rising spindle & forged brass stem, PN 1.6 |  |  | nos
ML_HUGS351 | Gate/Sluice Valve | 350mm dia CI D/F Gate/Sluice valve with rising spindle & forged brass stem, PN 1.6 |  |  | nos
ML_HUGS352 | Gate/Sluice Valve | 400mm dia CI D/F Gate/Sluice valve with rising spindle & forged brass stem, PN 1.6 |  |  | nos
ML_HUGS353 | Gate/Sluice Valve | 450mm dia CI D/F Gate/Sluice valve with rising spindle & forged brass stem, PN 1.6 |  |  | nos
ML_HUGS354 | Gate/Sluice Valve | 500mm dia CI D/F Gate/Sluice valve with rising spindle & forged brass stem, PN 1.6 |  |  | nos
ML_HUGS355 | Gate/Sluice Valve | 600mm dia CI D/F Gate/Sluice valve with rising spindle & forged brass stem, PN 1.6 |  |  | nos
ML_HUGS356 | Gate/Sluice Valve | 50mm dia DI D/F Gate/Sluice valve with forged brass stem, PN 1.0 |  |  | nos
ML_HUGS357 | Gate/Sluice Valve | 65mm dia DI D/F Gate/Sluice valve with forged brass stem, PN 1.0 |  |  | nos
ML_HUGS358 | Gate/Sluice Valve | 80mm dia DI D/F Gate/Sluice valve with forged brass stem, PN 1.0 |  |  | nos
ML_HUGS359 | Gate/Sluice Valve | 100mm dia DI D/F Gate/Sluice valve with forged brass stem, PN 1.0 |  |  | nos
ML_HUGS360 | Gate/Sluice Valve | 125mm dia DI D/F Gate/Sluice valve with forged brass stem, PN 1.0 |  |  | nos
ML_HUGS361 | Gate/Sluice Valve | 150mm dia DI D/F Gate/Sluice valve with forged brass stem, PN 1.0 |  |  | nos
ML_HUGS362 | Gate/Sluice Valve | 200mm dia DI D/F Gate/Sluice valve with forged brass stem, PN 1.0 |  |  | nos
ML_HUGS363 | Gate/Sluice Valve | 250mm dia DI D/F Gate/Sluice valve with forged brass stem, PN 1.0 |  |  | nos
ML_HUGS364 | Gate/Sluice Valve | 300mm dia DI D/F Gate/Sluice valve with forged brass stem, PN 1.0 |  |  | nos
ML_HUGS365 | Gate/Sluice Valve | 350mm dia DI D/F Gate/Sluice valve with forged brass stem, PN 1.0 |  |  | nos
ML_HUGS366 | Gate/Sluice Valve | 400mm dia DI D/F Gate/Sluice valve with forged brass stem, PN 1.0 |  |  | nos
ML_HUGS367 | Gate/Sluice Valve | 450mm dia DI D/F Gate/Sluice valve with forged brass stem, PN 1.0 |  |  | nos
ML_HUGS368 | Gate/Sluice Valve | 500mm dia DI D/F Gate/Sluice valve with forged brass stem, PN 1.0 |  |  | nos
ML_HUGS369 | Gate/Sluice Valve | 600mm dia DI D/F Gate/Sluice valve with forged brass stem, PN 1.0 |  |  | nos
ML_HUGS370 | Gate/Sluice Valve | 700mm dia DI D/F Gate/Sluice valve with forged brass stem, PN 1.0 |  |  | nos
ML_HUGS371 | Gate/Sluice Valve | 50mm dia DI D/F Gate/Sluice valve with forged brass stem, PN 1.6 |  |  | nos
ML_HUGS372 | Gate/Sluice Valve | 65mm dia DI D/F Gate/Sluice valve with forged brass stem, PN 1.6 |  |  | nos
ML_HUGS373 | Gate/Sluice Valve | 80mm dia DI D/F Gate/Sluice valve with forged brass stem, PN 1.6 |  |  | nos
ML_HUGS374 | Gate/Sluice Valve | 100mm dia DI D/F Gate/Sluice valve with forged brass stem, PN 1.6 |  |  | nos
ML_HUGS375 | Gate/Sluice Valve | 125mm dia DI D/F Gate/Sluice valve with forged brass stem, PN 1.6 |  |  | nos
ML_HUGS376 | Gate/Sluice Valve | 150mm dia DI D/F Gate/Sluice valve with forged brass stem, PN 1.6 |  |  | nos
ML_HUGS377 | Gate/Sluice Valve | 200mm dia DI D/F Gate/Sluice valve with forged brass stem, PN 1.6 |  |  | nos
ML_HUGS378 | Gate/Sluice Valve | 250mm dia DI D/F Gate/Sluice valve with forged brass stem, PN 1.6 |  |  | nos
ML_HUGS379 | Gate/Sluice Valve | 300mm dia DI D/F Gate/Sluice valve with forged brass stem, PN 1.6 |  |  | nos
ML_HUGS380 | Gate/Sluice Valve | 350mm dia DI D/F Gate/Sluice valve with forged brass stem, PN 1.6 |  |  | nos
ML_HUGS381 | Gate/Sluice Valve | 400mm dia DI D/F Gate/Sluice valve with forged brass stem, PN 1.6 |  |  | nos
ML_HUGS382 | Gate/Sluice Valve | 450mm dia DI D/F Gate/Sluice valve with forged brass stem, PN 1.6 |  |  | nos
ML_HUGS383 | Gate/Sluice Valve | 500mm dia DI D/F Gate/Sluice valve with forged brass stem, PN 1.6 |  |  | nos
ML_HUGS384 | Gate/Sluice Valve | 600mm dia DI D/F Gate/Sluice valve with forged brass stem, PN 1.6 |  |  | nos
ML_HUGS385 | Gate/Sluice Valve | 50mm dia DI D/F Gate/Sluice valve with rising spindle & forged brass stem, PN 1.0 |  |  | nos
ML_HUGS386 | Gate/Sluice Valve | 65mm dia DI D/F Gate/Sluice valve with rising spindle & forged brass stem, PN 1.0 |  |  | nos
ML_HUGS387 | Gate/Sluice Valve | 80mm dia DI D/F Gate/Sluice valve with rising spindle & forged brass stem, PN 1.0 |  |  | nos
ML_HUGS388 | Gate/Sluice Valve | 100mm dia DI D/F Gate/Sluice valve with rising spindle & forged brass stem, PN 1.0 |  |  | nos
ML_HUGS389 | Gate/Sluice Valve | 125mm dia DI D/F Gate/Sluice valve with rising spindle & forged brass stem, PN 1.0 |  |  | nos
ML_HUGS390 | Gate/Sluice Valve | 150mm dia DI D/F Gate/Sluice valve with rising spindle & forged brass stem, PN 1.0 |  |  | nos
ML_HUGS391 | Gate/Sluice Valve | 200mm dia DI D/F Gate/Sluice valve with rising spindle & forged brass stem, PN 1.0 |  |  | nos
ML_HUGS392 | Gate/Sluice Valve | 250mm dia DI D/F Gate/Sluice valve with rising spindle & forged brass stem, PN 1.0 |  |  | nos
ML_HUGS393 | Gate/Sluice Valve | 300mm dia DI D/F Gate/Sluice valve with rising spindle & forged brass stem, PN 1.0 |  |  | nos
ML_HUGS394 | Gate/Sluice Valve | 350mm dia DI D/F Gate/Sluice valve with rising spindle & forged brass stem, PN 1.0 |  |  | nos
ML_HUGS395 | Gate/Sluice Valve | 400mm dia DI D/F Gate/Sluice valve with rising spindle & forged brass stem, PN 1.0 |  |  | nos
ML_HUGS396 | Gate/Sluice Valve | 450mm dia DI D/F Gate/Sluice valve with rising spindle & forged brass stem, PN 1.0 |  |  | nos
ML_HUGS397 | Gate/Sluice Valve | 500mm dia DI D/F Gate/Sluice valve with rising spindle & forged brass stem, PN 1.0 |  |  | nos
ML_HUGS398 | Gate/Sluice Valve | 600mm dia DI D/F Gate/Sluice valve with rising spindle & forged brass stem, PN 1.0 |  |  | nos
ML_HUGS399 | Gate/Sluice Valve | 50mm dia DI D/F Gate/Sluice valve with rising spindle & forged brass stem, PN 1.6 |  |  | nos
ML_HUGS400 | Gate/Sluice Valve | 65mm dia DI D/F Gate/Sluice valve with rising spindle & forged brass stem, PN 1.6 |  |  | nos
ML_HUGS401 | Gate/Sluice Valve | 80mm dia DI D/F Gate/Sluice valve with rising spindle & forged brass stem, PN 1.6 |  |  | nos
ML_HUGS402 | Gate/Sluice Valve | 100mm dia DI D/F Gate/Sluice valve with rising spindle & forged brass stem, PN 1.6 |  |  | nos
ML_HUGS403 | Gate/Sluice Valve | 125mm dia DI D/F Gate/Sluice valve with rising spindle & forged brass stem, PN 1.6 |  |  | nos
ML_HUGS404 | Gate/Sluice Valve | 150mm dia DI D/F Gate/Sluice valve with rising spindle & forged brass stem, PN 1.6 |  |  | nos
ML_HUGS405 | Gate/Sluice Valve | 200mm dia DI D/F Gate/Sluice valve with rising spindle & forged brass stem, PN 1.6 |  |  | nos
ML_HUGS406 | Gate/Sluice Valve | 250mm dia DI D/F Gate/Sluice valve with rising spindle & forged brass stem, PN 1.6 |  |  | nos
ML_HUGS407 | Gate/Sluice Valve | 300mm dia DI D/F Gate/Sluice valve with rising spindle & forged brass stem, PN 1.6 |  |  | nos
ML_HUGS408 | Gate/Sluice Valve | 350mm dia DI D/F Gate/Sluice valve with rising spindle & forged brass stem, PN 1.6 |  |  | nos
ML_HUGS409 | Gate/Sluice Valve | 400mm dia DI D/F Gate/Sluice valve with rising spindle & forged brass stem, PN 1.6 |  |  | nos
ML_HUGS410 | Gate/Sluice Valve | 450mm dia DI D/F Gate/Sluice valve with rising spindle & forged brass stem, PN 1.6 |  |  | nos
ML_HUGS411 | Gate/Sluice Valve | 500mm dia DI D/F Gate/Sluice valve with rising spindle & forged brass stem, PN 1.6 |  |  | nos
ML_HUGS412 | Gate/Sluice Valve | 600mm dia DI D/F Gate/Sluice valve with rising spindle & forged brass stem, PN 1.6 |  |  | nos
ML_HUGS413 | Gate/Sluice Valve | 50mm dia CI Plain ended Gate/Sluice valve with forged brass stem, PN 1.0 |  |  | nos
ML_HUGS414 | Gate/Sluice Valve | 65mm dia CI Plain ended Gate/Sluice valve with forged brass stem, PN 1.0 |  |  | nos
ML_HUGS415 | Gate/Sluice Valve | 80mm dia CI Plain ended Gate/Sluice valve with forged brass stem, PN 1.0 |  |  | nos
ML_HUGS416 | Gate/Sluice Valve | 100mm dia CI Plain ended Gate/Sluice valve with forged brass stem, PN 1.0 |  |  | nos
ML_HUGS417 | Gate/Sluice Valve | 125mm dia CI Plain ended Gate/Sluice valve with forged brass stem, PN 1.0 |  |  | nos
ML_HUGS418 | Gate/Sluice Valve | 150mm dia CI Plain ended Gate/Sluice valve with forged brass stem, PN 1.0 |  |  | nos
ML_HUGS419 | Gate/Sluice Valve | 200mm dia CI Plain ended Gate/Sluice valve with forged brass stem, PN 1.0 |  |  | nos
ML_HUGS420 | Gate/Sluice Valve | 50mm dia CI D/F Resilient seat Gate/Sluice valve with forged brass stem, PN 1.0 |  |  | nos
ML_HUGS421 | Gate/Sluice Valve | 65mm dia CI D/F Resilient seat Gate/Sluice valve with forged brass stem, PN 1.0 |  |  | nos
ML_HUGS422 | Gate/Sluice Valve | 80mm dia CI D/F Resilient seat Gate/Sluice valve with forged brass stem, PN 1.0 |  |  | nos
ML_HUGS423 | Gate/Sluice Valve | 100mm dia CI D/F Resilient seat Gate/Sluice valve with forged brass stem, PN 1.0 |  |  | nos
ML_HUGS424 | Gate/Sluice Valve | 125mm dia CI D/F Resilient seat Gate/Sluice valve with forged brass stem, PN 1.0 |  |  | nos
ML_HUGS425 | Gate/Sluice Valve | 150mm dia CI D/F Resilient seat Gate/Sluice valve with forged brass stem, PN 1.0 |  |  | nos
ML_HUGS426 | Gate/Sluice Valve | 200mm dia CI D/F Resilient seat Gate/Sluice valve with forged brass stem, PN 1.0 |  |  | nos
ML_HUGS427 | Gate/Sluice Valve | 250mm dia CI D/F Resilient seat Gate/Sluice valve with forged brass stem, PN 1.0 |  |  | nos
ML_HUGS428 | Gate/Sluice Valve | 300mm dia CI D/F Resilient seat Gate/Sluice valve with forged brass stem, PN 1.0 |  |  | nos
ML_HUGS429 | Gate/Sluice Valve | 350mm dia CI D/F Resilient seat Gate/Sluice valve with forged brass stem, PN 1.0 |  |  | nos
ML_HUGS430 | Gate/Sluice Valve | 400mm dia CI D/F Resilient seat Gate/Sluice valve with forged brass stem, PN 1.0 |  |  | nos
ML_HUGS431 | Gate/Sluice Valve | 450mm dia CI D/F Resilient seat Gate/Sluice valve with forged brass stem, PN 1.0 |  |  | nos
ML_HUGS432 | Gate/Sluice Valve | 500mm dia CI D/F Resilient seat Gate/Sluice valve with forged brass stem, PN 1.0 |  |  | nos
ML_HUGS433 | Gate/Sluice Valve | 600mm dia CI D/F Resilient seat Gate/Sluice valve with forged brass stem, PN 1.0 |  |  | nos
ML_HUGS434 | Gate/Sluice Valve | 50mm dia CI D/F Resilient seat Gate/Sluice valve with forged brass stem, PN 1.6 |  |  | nos
ML_HUGS435 | Gate/Sluice Valve | 65mm dia CI D/F Resilient seat Gate/Sluice valve with forged brass stem, PN 1.6 |  |  | nos
ML_HUGS436 | Gate/Sluice Valve | 80mm dia CI D/F Resilient seat Gate/Sluice valve with forged brass stem, PN 1.6 |  |  | nos
ML_HUGS437 | Gate/Sluice Valve | 100mm dia CI D/F Resilient seat Gate/Sluice valve with forged brass stem, PN 1.6 |  |  | nos
ML_HUGS438 | Gate/Sluice Valve | 125mm dia CI D/F Resilient seat Gate/Sluice valve with forged brass stem, PN 1.6 |  |  | nos
ML_HUGS439 | Gate/Sluice Valve | 150mm dia CI D/F Resilient seat Gate/Sluice valve with forged brass stem, PN 1.6 |  |  | nos
ML_HUGS440 | Gate/Sluice Valve | 200mm dia CI D/F Resilient seat Gate/Sluice valve with forged brass stem, PN 1.6 |  |  | nos
ML_HUGS441 | Gate/Sluice Valve | 250mm dia CI D/F Resilient seat Gate/Sluice valve with forged brass stem, PN 1.6 |  |  | nos
ML_HUGS442 | Gate/Sluice Valve | 300mm dia CI D/F Resilient seat Gate/Sluice valve with forged brass stem, PN 1.6 |  |  | nos
ML_HUGS443 | Gate/Sluice Valve | 350mm dia CI D/F Resilient seat Gate/Sluice valve with forged brass stem, PN 1.6 |  |  | nos
ML_HUGS444 | Gate/Sluice Valve | 400mm dia CI D/F Resilient seat Gate/Sluice valve with forged brass stem, PN 1.6 |  |  | nos
ML_HUGS445 | Gate/Sluice Valve | 450mm dia CI D/F Resilient seat Gate/Sluice valve with forged brass stem, PN 1.6 |  |  | nos
ML_HUGS446 | Gate/Sluice Valve | 500mm dia CI D/F Resilient seat Gate/Sluice valve with forged brass stem, PN 1.6 |  |  | nos
ML_HUGS447 | Gate/Sluice Valve | 600mm dia CI D/F Resilient seat Gate/Sluice valve with forged brass stem, PN 1.6 |  |  | nos
ML_HUGS448 | Gate/Sluice Valve | 50mm dia DI D/F Resilient seat Gate/Sluice valve with forged brass stem, PN 1.0 |  |  | nos
ML_HUGS449 | Gate/Sluice Valve | 65mm dia DI D/F Resilient seat Gate/Sluice valve with forged brass stem, PN 1.0 |  |  | nos
ML_HUGS450 | Gate/Sluice Valve | 80mm dia DI D/F Resilient seat Gate/Sluice valve with forged brass stem, PN 1.0 |  |  | nos
ML_HUGS451 | Gate/Sluice Valve | 100mm dia DI D/F Resilient seat Gate/Sluice valve with forged brass stem, PN 1.0 |  |  | nos
ML_HUGS452 | Gate/Sluice Valve | 125mm dia DI D/F Resilient seat Gate/Sluice valve with forged brass stem, PN 1.0 |  |  | nos
ML_HUGS453 | Gate/Sluice Valve | 150mm dia DI D/F Resilient seat Gate/Sluice valve with forged brass stem, PN 1.0 |  |  | nos
ML_HUGS454 | Gate/Sluice Valve | 200mm dia DI D/F Resilient seat Gate/Sluice valve with forged brass stem, PN 1.0 |  |  | nos
ML_HUGS455 | Gate/Sluice Valve | 250mm dia DI D/F Resilient seat Gate/Sluice valve with forged brass stem, PN 1.0 |  |  | nos
ML_HUGS456 | Gate/Sluice Valve | 300mm dia DI D/F Resilient seat Gate/Sluice valve with forged brass stem, PN 1.0 |  |  | nos
ML_HUGS457 | Gate/Sluice Valve | 350mm dia DI D/F Resilient seat Gate/Sluice valve with forged brass stem, PN 1.0 |  |  | nos
ML_HUGS458 | Gate/Sluice Valve | 400mm dia DI D/F Resilient seat Gate/Sluice valve with forged brass stem, PN 1.0 |  |  | nos
ML_HUGS459 | Gate/Sluice Valve | 450mm dia DI D/F Resilient seat Gate/Sluice valve with forged brass stem, PN 1.0 |  |  | nos
ML_HUGS460 | Gate/Sluice Valve | 500mm dia DI D/F Resilient seat Gate/Sluice valve with forged brass stem, PN 1.0 |  |  | nos
ML_HUGS461 | Gate/Sluice Valve | 600mm dia DI D/F Resilient seat Gate/Sluice valve with forged brass stem, PN 1.0 |  |  | nos
ML_HUGS462 | Gate/Sluice Valve | 50mm dia DI D/F Resilient seat Gate/Sluice valve with forged brass stem, PN 1.6 |  |  | nos
ML_HUGS463 | Gate/Sluice Valve | 65mm dia DI D/F Resilient seat Gate/Sluice valve with forged brass stem, PN 1.6 |  |  | nos
ML_HUGS464 | Gate/Sluice Valve | 80mm dia DI D/F Resilient seat Gate/Sluice valve with forged brass stem, PN 1.6 |  |  | nos
ML_HUGS465 | Gate/Sluice Valve | 100mm dia DI D/F Resilient seat Gate/Sluice valve with forged brass stem, PN 1.6 |  |  | nos
ML_HUGS466 | Gate/Sluice Valve | 125mm dia DI D/F Resilient seat Gate/Sluice valve with forged brass stem, PN 1.6 |  |  | nos
ML_HUGS467 | Gate/Sluice Valve | 150mm dia DI D/F Resilient seat Gate/Sluice valve with forged brass stem, PN 1.6 |  |  | nos
ML_HUGS468 | Gate/Sluice Valve | 200mm dia DI D/F Resilient seat Gate/Sluice valve with forged brass stem, PN 1.6 |  |  | nos
ML_HUGS469 | Gate/Sluice Valve | 250mm dia DI D/F Resilient seat Gate/Sluice valve with forged brass stem, PN 1.6 |  |  | nos
ML_HUGS470 | Gate/Sluice Valve | 300mm dia DI D/F Resilient seat Gate/Sluice valve with forged brass stem, PN 1.6 |  |  | nos
ML_HUGS471 | Gate/Sluice Valve | 350mm dia DI D/F Resilient seat Gate/Sluice valve with forged brass stem, PN 1.6 |  |  | nos
ML_HUGS472 | Gate/Sluice Valve | 400mm dia DI D/F Resilient seat Gate/Sluice valve with forged brass stem, PN 1.6 |  |  | nos
ML_HUGS473 | Gate/Sluice Valve | 450mm dia DI D/F Resilient seat Gate/Sluice valve with forged brass stem, PN 1.6 |  |  | nos
ML_HUGS474 | Gate/Sluice Valve | 500mm dia DI D/F Resilient seat Gate/Sluice valve with forged brass stem, PN 1.6 |  |  | nos
ML_HUGS475 | Gate/Sluice Valve | 600mm dia DI D/F Resilient seat Gate/Sluice valve with forged brass stem, PN 1.6 |  |  | nos
ML_HUGS476 | Gate/Sluice Valve | 50mm dia SS D/F Gate/Sluice valve with SS stem, PN 1.0 |  |  | nos
ML_HUGS477 | Gate/Sluice Valve | 65mm dia SS D/F Gate/Sluice valve with SS stem, PN 1.0 |  |  | nos
ML_HUGS478 | Gate/Sluice Valve | 80mm dia SS D/F Gate/Sluice valve with SS stem, PN 1.0 |  |  | nos
ML_HUGS479 | Gate/Sluice Valve | 100mm dia SS D/F Gate/Sluice valve with SS stem, PN 1.0 |  |  | nos
ML_HUGS480 | Gate/Sluice Valve | 125mm dia SS D/F Gate/Sluice valve with SS stem, PN 1.0 |  |  | nos
ML_HUGS481 | Gate/Sluice Valve | 150mm dia SS D/F Gate/Sluice valve with SS stem, PN 1.0 |  |  | nos
ML_HUGS482 | Gate/Sluice Valve | 200mm dia SS D/F Gate/Sluice valve with SS stem, PN 1.0 |  |  | nos
ML_HUGS483 | Gate/Sluice Valve | 250mm dia SS D/F Gate/Sluice valve with SS stem, PN 1.0 |  |  | nos
ML_HUGS484 | Gate/Sluice Valve | 300mm dia SS D/F Gate/Sluice valve with SS stem, PN 1.0 |  |  | nos
ML_HUGS485 | Gate/Sluice Valve | 350mm dia SS D/F Gate/Sluice valve with SS stem, PN 1.0 |  |  | nos
ML_HUGS486 | Gate/Sluice Valve | 400mm dia SS D/F Gate/Sluice valve with SS stem, PN 1.0 |  |  | nos
ML_HUGS487 | Gate/Sluice Valve | 450mm dia SS D/F Gate/Sluice valve with SS stem, PN 1.0 |  |  | nos
ML_HUGS488 | Gate/Sluice Valve | 500mm dia SS D/F Gate/Sluice valve with SS stem, PN 1.0 |  |  | nos
ML_HUGS489 | Gate/Sluice Valve | 600mm dia SS D/F Gate/Sluice valve with SS stem, PN 1.0 |  |  | nos
ML_HUGS490 | Gate/Sluice Valve | 700mm dia SS D/F Gate/Sluice valve with SS stem, PN 1.0 |  |  | nos
ML_HUGS491 | Gate/Sluice Valve | 50mm dia SS D/F Gate/Sluice valve with SS stem, PN 1.6 |  |  | nos
ML_HUGS492 | Gate/Sluice Valve | 65mm dia SS D/F Gate/Sluice valve with SS stem, PN 1.6 |  |  | nos
ML_HUGS493 | Gate/Sluice Valve | 80mm dia SS D/F Gate/Sluice valve with SS stem, PN 1.6 |  |  | nos
ML_HUGS494 | Gate/Sluice Valve | 100mm dia SS D/F Gate/Sluice valve with SS stem, PN 1.6 |  |  | nos
ML_HUGS495 | Gate/Sluice Valve | 125mm dia SS D/F Gate/Sluice valve with SS stem, PN 1.6 |  |  | nos
ML_HUGS496 | Gate/Sluice Valve | 150mm dia SS D/F Gate/Sluice valve with SS stem, PN 1.6 |  |  | nos
ML_HUGS497 | Gate/Sluice Valve | 200mm dia SS D/F Gate/Sluice valve with SS stem, PN 1.6 |  |  | nos
ML_HUGS498 | Gate/Sluice Valve | 250mm dia SS D/F Gate/Sluice valve with SS stem, PN 1.6 |  |  | nos
ML_HUGS499 | Gate/Sluice Valve | 300mm dia SS D/F Gate/Sluice valve with SS stem, PN 1.6 |  |  | nos
ML_HUGS500 | Gate/Sluice Valve | 350mm dia SS D/F Gate/Sluice valve with SS stem, PN 1.6 |  |  | nos
ML_HUGS501 | Gate/Sluice Valve | 400mm dia SS D/F Gate/Sluice valve with SS stem, PN 1.6 |  |  | nos
ML_HUGS502 | Gate/Sluice Valve | 450mm dia SS D/F Gate/Sluice valve with SS stem, PN 1.6 |  |  | nos
ML_HUGS503 | Gate/Sluice Valve | 500mm dia SS D/F Gate/Sluice valve with SS stem, PN 1.6 |  |  | nos
ML_HUGS504 | Gate/Sluice Valve | 600mm dia SS D/F Gate/Sluice valve with SS stem, PN 1.6 |  |  | nos
ML_HUGS505 | Gate/Sluice Valve | 50mm dia SS D/F Gate/Sluice valve with rising spindle & SS stem, PN 1.0 |  |  | nos
ML_HUGS506 | Gate/Sluice Valve | 65mm dia SS D/F Gate/Sluice valve with rising spindle & SS stem, PN 1.0 |  |  | nos
ML_HUGS507 | Gate/Sluice Valve | 80mm dia SS D/F Gate/Sluice valve with rising spindle & SS stem, PN 1.0 |  |  | nos
ML_HUGS508 | Gate/Sluice Valve | 100mm dia SS D/F Gate/Sluice valve with rising spindle & SS stem, PN 1.0 |  |  | nos
ML_HUGS509 | Gate/Sluice Valve | 125mm dia SS D/F Gate/Sluice valve with rising spindle & SS stem, PN 1.0 |  |  | nos
ML_HUGS510 | Gate/Sluice Valve | 150mm dia SS D/F Gate/Sluice valve with rising spindle & SS stem, PN 1.0 |  |  | nos
ML_HUGS511 | Gate/Sluice Valve | 200mm dia SS D/F Gate/Sluice valve with rising spindle & SS stem, PN 1.0 |  |  | nos
ML_HUGS512 | Gate/Sluice Valve | 250mm dia SS D/F Gate/Sluice valve with rising spindle & SS stem, PN 1.0 |  |  | nos
ML_HUGS513 | Gate/Sluice Valve | 300mm dia SS D/F Gate/Sluice valve with rising spindle & SS stem, PN 1.0 |  |  | nos
ML_HUGS514 | Gate/Sluice Valve | 350mm dia SS D/F Gate/Sluice valve with rising spindle & SS stem, PN 1.0 |  |  | nos
ML_HUGS515 | Gate/Sluice Valve | 400mm dia SS D/F Gate/Sluice valve with rising spindle & SS stem, PN 1.0 |  |  | nos
ML_HUGS516 | Gate/Sluice Valve | 450mm dia SS D/F Gate/Sluice valve with rising spindle & SS stem, PN 1.0 |  |  | nos
ML_HUGS517 | Gate/Sluice Valve | 500mm dia SS D/F Gate/Sluice valve with rising spindle & SS stem, PN 1.0 |  |  | nos
ML_HUGS518 | Gate/Sluice Valve | 600mm dia SS D/F Gate/Sluice valve with rising spindle & SS stem, PN 1.0 |  |  | nos
ML_HUGS519 | Gate/Sluice Valve | 50mm dia SS D/F Gate/Sluice valve with rising spindle & SS stem, PN 1.6 |  |  | nos
ML_HUGS520 | Gate/Sluice Valve | 65mm dia SS D/F Gate/Sluice valve with rising spindle & SS stem, PN 1.6 |  |  | nos
ML_HUGS521 | Gate/Sluice Valve | 80mm dia SS D/F Gate/Sluice valve with rising spindle & SS stem, PN 1.6 |  |  | nos
ML_HUGS522 | Gate/Sluice Valve | 100mm dia SS D/F Gate/Sluice valve with rising spindle & SS stem, PN 1.6 |  |  | nos
ML_HUGS523 | Gate/Sluice Valve | 125mm dia SS D/F Gate/Sluice valve with rising spindle & SS stem, PN 1.6 |  |  | nos
ML_HUGS524 | Gate/Sluice Valve | 150mm dia SS D/F Gate/Sluice valve with rising spindle & SS stem, PN 1.6 |  |  | nos
ML_HUGS525 | Gate/Sluice Valve | 200mm dia SS D/F Gate/Sluice valve with rising spindle & SS stem, PN 1.6 |  |  | nos
ML_HUGS526 | Gate/Sluice Valve | 250mm dia SS D/F Gate/Sluice valve with rising spindle & SS stem, PN 1.6 |  |  | nos
ML_HUGS527 | Gate/Sluice Valve | 300mm dia SS D/F Gate/Sluice valve with rising spindle & SS stem, PN 1.6 |  |  | nos
ML_HUGS528 | Gate/Sluice Valve | 350mm dia SS D/F Gate/Sluice valve with rising spindle & SS stem, PN 1.6 |  |  | nos
ML_HUGS529 | Gate/Sluice Valve | 400mm dia SS D/F Gate/Sluice valve with rising spindle & SS stem, PN 1.6 |  |  | nos
ML_HUGS530 | Gate/Sluice Valve | 450mm dia SS D/F Gate/Sluice valve with rising spindle & SS stem, PN 1.6 |  |  | nos
ML_HUGS531 | Gate/Sluice Valve | 500mm dia SS D/F Gate/Sluice valve with rising spindle & SS stem, PN 1.6 |  |  | nos
ML_HUGS532 | Gate/Sluice Valve | 600mm dia SS D/F Gate/Sluice valve with rising spindle & SS stem, PN 1.6 |  |  | nos
ML_HUGS533 | Gate/Sluice Valve | 50mm dia SS D/F Gate/Sluice valve with forged brass stem, PN 1.0 |  |  | nos
ML_HUGS534 | Gate/Sluice Valve | 65mm dia SS D/F Gate/Sluice valve with forged brass stem, PN 1.0 |  |  | nos
ML_HUGS535 | Gate/Sluice Valve | 80mm dia SS D/F Gate/Sluice valve with forged brass stem, PN 1.0 |  |  | nos
ML_HUGS536 | Gate/Sluice Valve | 100mm dia SS D/F Gate/Sluice valve with forged brass stem, PN 1.0 |  |  | nos
ML_HUGS537 | Gate/Sluice Valve | 125mm dia SS D/F Gate/Sluice valve with forged brass stem, PN 1.0 |  |  | nos
ML_HUGS538 | Gate/Sluice Valve | 150mm dia SS D/F Gate/Sluice valve with forged brass stem, PN 1.0 |  |  | nos
ML_HUGS539 | Gate/Sluice Valve | 200mm dia SS D/F Gate/Sluice valve with forged brass stem, PN 1.0 |  |  | nos
ML_HUGS540 | Gate/Sluice Valve | 250mm dia SS D/F Gate/Sluice valve with forged brass stem, PN 1.0 |  |  | nos
ML_HUGS541 | Gate/Sluice Valve | 300mm dia SS D/F Gate/Sluice valve with forged brass stem, PN 1.0 |  |  | nos
ML_HUGS542 | Gate/Sluice Valve | 350mm dia SS D/F Gate/Sluice valve with forged brass stem, PN 1.0 |  |  | nos
ML_HUGS543 | Gate/Sluice Valve | 400mm dia SS D/F Gate/Sluice valve with forged brass stem, PN 1.0 |  |  | nos
ML_HUGS544 | Gate/Sluice Valve | 450mm dia SS D/F Gate/Sluice valve with forged brass stem, PN 1.0 |  |  | nos
ML_HUGS545 | Gate/Sluice Valve | 500mm dia SS D/F Gate/Sluice valve with forged brass stem, PN 1.0 |  |  | nos
ML_HUGS546 | Gate/Sluice Valve | 600mm dia SS D/F Gate/Sluice valve with forged brass stem, PN 1.0 |  |  | nos
ML_HUGS547 | Gate/Sluice Valve | 700mm dia SS D/F Gate/Sluice valve with forged brass stem, PN 1.0 |  |  | nos
ML_HUGS548 | Gate/Sluice Valve | 50mm dia SS D/F Gate/Sluice valve with forged brass stem, PN 1.6 |  |  | nos
ML_HUGS549 | Gate/Sluice Valve | 65mm dia SS D/F Gate/Sluice valve with forged brass stem, PN 1.6 |  |  | nos
ML_HUGS550 | Gate/Sluice Valve | 80mm dia SS D/F Gate/Sluice valve with forged brass stem, PN 1.6 |  |  | nos
ML_HUGS551 | Gate/Sluice Valve | 100mm dia SS D/F Gate/Sluice valve with forged brass stem, PN 1.6 |  |  | nos
ML_HUGS552 | Gate/Sluice Valve | 125mm dia SS D/F Gate/Sluice valve with forged brass stem, PN 1.6 |  |  | nos
ML_HUGS553 | Gate/Sluice Valve | 150mm dia SS D/F Gate/Sluice valve with forged brass stem, PN 1.6 |  |  | nos
ML_HUGS554 | Gate/Sluice Valve | 200mm dia SS D/F Gate/Sluice valve with forged brass stem, PN 1.6 |  |  | nos
ML_HUGS555 | Gate/Sluice Valve | 250mm dia SS D/F Gate/Sluice valve with forged brass stem, PN 1.6 |  |  | nos
ML_HUGS556 | Gate/Sluice Valve | 300mm dia SS D/F Gate/Sluice valve with forged brass stem, PN 1.6 |  |  | nos
ML_HUGS557 | Gate/Sluice Valve | 350mm dia SS D/F Gate/Sluice valve with forged brass stem, PN 1.6 |  |  | nos
ML_HUGS558 | Gate/Sluice Valve | 400mm dia SS D/F Gate/Sluice valve with forged brass stem, PN 1.6 |  |  | nos
ML_HUGS559 | Gate/Sluice Valve | 450mm dia SS D/F Gate/Sluice valve with forged brass stem, PN 1.6 |  |  | nos
ML_HUGS560 | Gate/Sluice Valve | 500mm dia SS D/F Gate/Sluice valve with forged brass stem, PN 1.6 |  |  | nos
ML_HUGS561 | Gate/Sluice Valve | 600mm dia SS D/F Gate/Sluice valve with forged brass stem, PN 1.6 |  |  | nos
ML_HUGS562 | Gate/Sluice Valve | 50mm dia SS D/F Gate/Sluice valve with rising spindle & forged brass stem, PN 1.0 |  |  | nos
ML_HUGS563 | Gate/Sluice Valve | 65mm dia SS D/F Gate/Sluice valve with rising spindle & forged brass stem, PN 1.0 |  |  | nos
ML_HUGS564 | Gate/Sluice Valve | 80mm dia SS D/F Gate/Sluice valve with rising spindle & forged brass stem, PN 1.0 |  |  | nos
ML_HUGS565 | Gate/Sluice Valve | 100mm dia SS D/F Gate/Sluice valve with rising spindle & forged brass stem, PN 1.0 |  |  | nos
ML_HUGS566 | Gate/Sluice Valve | 125mm dia SS D/F Gate/Sluice valve with rising spindle & forged brass stem, PN 1.0 |  |  | nos
ML_HUGS567 | Gate/Sluice Valve | 150mm dia SS D/F Gate/Sluice valve with rising spindle & forged brass stem, PN 1.0 |  |  | nos
ML_HUGS568 | Gate/Sluice Valve | 200mm dia SS D/F Gate/Sluice valve with rising spindle & forged brass stem, PN 1.0 |  |  | nos
ML_HUGS569 | Gate/Sluice Valve | 250mm dia SS D/F Gate/Sluice valve with rising spindle & forged brass stem, PN 1.0 |  |  | nos
ML_HUGS570 | Gate/Sluice Valve | 300mm dia SS D/F Gate/Sluice valve with rising spindle & forged brass stem, PN 1.0 |  |  | nos
ML_HUGS571 | Gate/Sluice Valve | 350mm dia SS D/F Gate/Sluice valve with rising spindle & forged brass stem, PN 1.0 |  |  | nos
ML_HUGS572 | Gate/Sluice Valve | 400mm dia SS D/F Gate/Sluice valve with rising spindle & forged brass stem, PN 1.0 |  |  | nos
ML_HUGS573 | Gate/Sluice Valve | 450mm dia SS D/F Gate/Sluice valve with rising spindle & forged brass stem, PN 1.0 |  |  | nos
ML_HUGS574 | Gate/Sluice Valve | 500mm dia SS D/F Gate/Sluice valve with rising spindle & forged brass stem, PN 1.0 |  |  | nos
ML_HUGS575 | Gate/Sluice Valve | 600mm dia SS D/F Gate/Sluice valve with rising spindle & forged brass stem, PN 1.0 |  |  | nos
ML_HUGS576 | Gate/Sluice Valve | 50mm dia SS D/F Gate/Sluice valve with rising spindle & forged brass stem, PN 1.6 |  |  | nos
ML_HUGS577 | Gate/Sluice Valve | 65mm dia SS D/F Gate/Sluice valve with rising spindle & forged brass stem, PN 1.6 |  |  | nos
ML_HUGS578 | Gate/Sluice Valve | 80mm dia SS D/F Gate/Sluice valve with rising spindle & forged brass stem, PN 1.6 |  |  | nos
ML_HUGS579 | Gate/Sluice Valve | 100mm dia SS D/F Gate/Sluice valve with rising spindle & forged brass stem, PN 1.6 |  |  | nos
ML_HUGS580 | Gate/Sluice Valve | 125mm dia SS D/F Gate/Sluice valve with rising spindle & forged brass stem, PN 1.6 |  |  | nos
ML_HUGS581 | Gate/Sluice Valve | 150mm dia SS D/F Gate/Sluice valve with rising spindle & forged brass stem, PN 1.6 |  |  | nos
ML_HUGS582 | Gate/Sluice Valve | 200mm dia SS D/F Gate/Sluice valve with rising spindle & forged brass stem, PN 1.6 |  |  | nos
ML_HUGS583 | Gate/Sluice Valve | 250mm dia SS D/F Gate/Sluice valve with rising spindle & forged brass stem, PN 1.6 |  |  | nos
ML_HUGS584 | Gate/Sluice Valve | 300mm dia SS D/F Gate/Sluice valve with rising spindle & forged brass stem, PN 1.6 |  |  | nos
ML_HUGS585 | Gate/Sluice Valve | 350mm dia SS D/F Gate/Sluice valve with rising spindle & forged brass stem, PN 1.6 |  |  | nos
ML_HUGS586 | Gate/Sluice Valve | 400mm dia SS D/F Gate/Sluice valve with rising spindle & forged brass stem, PN 1.6 |  |  | nos
ML_HUGS587 | Gate/Sluice Valve | 450mm dia SS D/F Gate/Sluice valve with rising spindle & forged brass stem, PN 1.6 |  |  | nos
ML_HUGS588 | Gate/Sluice Valve | 500mm dia SS D/F Gate/Sluice valve with rising spindle & forged brass stem, PN 1.6 |  |  | nos
ML_HUGS589 | Gate/Sluice Valve | 600mm dia SS D/F Gate/Sluice valve with rising spindle & forged brass stem, PN 1.6 |  |  | nos
ML_HUPRV001 | Pressure Reducing Valve | 15mm dia Bronze Pressure Reducing Valve |  |  | nos
ML_HUPRV002 | Pressure Reducing Valve | 20mm dia Bronze Pressure Reducing Valve |  |  | nos
ML_HUPRV003 | Pressure Reducing Valve | 25mm dia Bronze Pressure Reducing Valve |  |  | nos
ML_HUPRV004 | Pressure Reducing Valve | 32mm dia Bronze Pressure Reducing Valve |  |  | nos
ML_HUPRV005 | Pressure Reducing Valve | 40mm dia Bronze Pressure Reducing Valve |  |  | nos
ML_HUPRV006 | Pressure Reducing Valve | 50mm dia Bronze Pressure Reducing Valve |  |  | nos
ML_HUPRV007 | Pressure Reducing Valve | 65mm dia Bronze Pressure Reducing Valve |  |  | nos
ML_HUPRV008 | Pressure Reducing Valve | 80mm dia Bronze Pressure Reducing Valve |  |  | nos
ML_HUPRV009 | Pressure Reducing Valve | 15mm dia Forged Brass Pressure Reducing Valve |  |  | nos
ML_HUPRV010 | Pressure Reducing Valve | 20mm dia Forged Brass Pressure Reducing Valve |  |  | nos
ML_HUPRV011 | Pressure Reducing Valve | 25mm dia Forged Brass Pressure Reducing Valve |  |  | nos
ML_HUPRV012 | Pressure Reducing Valve | 32mm dia Forged Brass Pressure Reducing Valve |  |  | nos
ML_HUPRV013 | Pressure Reducing Valve | 40mm dia Forged Brass Pressure Reducing Valve |  |  | nos
ML_HUPRV014 | Pressure Reducing Valve | 50mm dia Forged Brass Pressure Reducing Valve |  |  | nos
ML_HUPRV015 | Pressure Reducing Valve | 15mm dia Pressure Reducing Valve (Pin: 16bar, Pout: 1.5-6bar) |  |  | nos
ML_HUPRV016 | Pressure Reducing Valve | 20mm dia Pressure Reducing Valve (Pin: 16bar, Pout: 1.5-6bar) |  |  | nos
ML_HUPRV017 | Pressure Reducing Valve | 25mm dia Pressure Reducing Valve (Pin: 16bar, Pout: 1.5-6bar) |  |  | nos
ML_HUPRV018 | Pressure Reducing Valve | 32mm dia Pressure Reducing Valve (Pin: 16bar, Pout: 1.5-6bar) |  |  | nos
ML_HUPRV019 | Pressure Reducing Valve | 40mm dia Pressure Reducing Valve (Pin: 16bar, Pout: 1.5-6bar) |  |  | nos
ML_HUPRV020 | Pressure Reducing Valve | 50mm dia Pressure Reducing Valve (Pin: 16bar, Pout: 1.5-6bar) |  |  | nos
ML_HUPRV021 | Pressure Reducing Valve | 65mm dia Pressure Reducing Valve (Pin: 16bar, Pout: 1.5-6bar) |  |  | nos
ML_HUPRV022 | Pressure Reducing Valve | 80mm dia Pressure Reducing Valve (Pin: 16bar, Pout: 1.5-6bar) |  |  | nos
ML_HUPRV023 | Pressure Reducing Valve | 100mm dia Pressure Reducing Valve (Pin: 16bar, Pout: 1.5-6bar) |  |  | nos
ML_HUPRV024 | Pressure Reducing Valve | 125mm dia Pressure Reducing Valve (Pin: 16bar, Pout: 1.5-6bar) |  |  | nos
ML_HUPRV025 | Pressure Reducing Valve | 150mm dia Pressure Reducing Valve (Pin: 16bar, Pout: 1.5-6bar) |  |  | nos
ML_HUPRV026 | Pressure Reducing Valve | 200mm dia Pressure Reducing Valve (Pin: 16bar, Pout: 1.5-6bar) |  |  | nos
ML_HUPRV027 | Pressure Reducing Valve | 50mm dia Pressure Reducing Valve (Pin: 16bar, Pout: 2-8bar) |  |  | nos
ML_HUPRV028 | Pressure Reducing Valve | 65mm dia Pressure Reducing Valve (Pin: 16bar, Pout: 2-8bar) |  |  | nos
ML_HUPRV029 | Pressure Reducing Valve | 80mm dia Pressure Reducing Valve (Pin: 16bar, Pout: 2-8bar) |  |  | nos
ML_HUPRV030 | Pressure Reducing Valve | 100mm dia Pressure Reducing Valve (Pin: 16bar, Pout: 2-8bar) |  |  | nos
ML_HUPRV031 | Pressure Reducing Valve | 125mm dia Pressure Reducing Valve (Pin: 16bar, Pout: 2-8bar) |  |  | nos
ML_HUPRV032 | Pressure Reducing Valve | 150mm dia Pressure Reducing Valve (Pin: 16bar, Pout: 2-8bar) |  |  | nos
ML_HUPRV033 | Pressure Reducing Valve | 200mm dia Pressure Reducing Valve (Pin: 16bar, Pout: 2-8bar) |  |  | nos
ML_HUPRV034 | Pressure Reducing Valve | 50mm dia Pressure Reducing Valve (Pin: 16bar, Pout: 4-12bar) |  |  | nos
ML_HUPRV035 | Pressure Reducing Valve | 65mm dia Pressure Reducing Valve (Pin: 16bar, Pout: 4-12bar) |  |  | nos
ML_HUPRV036 | Pressure Reducing Valve | 80mm dia Pressure Reducing Valve (Pin: 16bar, Pout: 4-12bar) |  |  | nos
ML_HUPRV037 | Pressure Reducing Valve | 100mm dia Pressure Reducing Valve (Pin: 16bar, Pout: 4-12bar) |  |  | nos
ML_HUPRV038 | Pressure Reducing Valve | 125mm dia Pressure Reducing Valve (Pin: 16bar, Pout: 4-12bar) |  |  | nos
ML_HUPRV039 | Pressure Reducing Valve | 150mm dia Pressure Reducing Valve (Pin: 16bar, Pout: 4-12bar) |  |  | nos
ML_HUPRV040 | Pressure Reducing Valve | 200mm dia Pressure Reducing Valve (Pin: 16bar, Pout: 4-12bar) |  |  | nos
ML_HUPRV041 | Pressure Reducing Valve | 15mm dia Pressure Reducing Valve (Pin: 25bar, Pout: 1.5-6bar) |  |  | nos
ML_HUPRV042 | Pressure Reducing Valve | 20mm dia Pressure Reducing Valve (Pin: 25bar, Pout: 1.5-6bar) |  |  | nos
ML_HUPRV043 | Pressure Reducing Valve | 25mm dia Pressure Reducing Valve (Pin: 25bar, Pout: 1.5-6bar) |  |  | nos
ML_HUPRV044 | Pressure Reducing Valve | 32mm dia Pressure Reducing Valve (Pin: 25bar, Pout: 1.5-6bar) |  |  | nos
ML_HUPRV045 | Pressure Reducing Valve | 40mm dia Pressure Reducing Valve (Pin: 25bar, Pout: 1.5-6bar) |  |  | nos
ML_HUPRV046 | Pressure Reducing Valve | 50mm dia Pressure Reducing Valve (Pin: 25bar, Pout: 2-8bar) |  |  | nos
ML_HUPRV047 | Pressure Reducing Valve | 65mm dia Pressure Reducing Valve (Pin: 25bar, Pout: 2-8bar) |  |  | nos
ML_HUPRV048 | Pressure Reducing Valve | 80mm dia Pressure Reducing Valve (Pin: 25bar, Pout: 2-8bar) |  |  | nos
ML_HUPRV049 | Pressure Reducing Valve | 100mm dia Pressure Reducing Valve (Pin: 25bar, Pout: 2-8bar) |  |  | nos
ML_HUPRV050 | Pressure Reducing Valve | 125mm dia Pressure Reducing Valve (Pin: 25bar, Pout: 2-8bar) |  |  | nos
ML_HUPRV051 | Pressure Reducing Valve | 150mm dia Pressure Reducing Valve (Pin: 25bar, Pout: 2-8bar) |  |  | nos
ML_HUPRV052 | Pressure Reducing Valve | 200mm dia Pressure Reducing Valve (Pin: 25bar, Pout: 2-8bar) |  |  | nos
ML_HUPRV053 | Pressure Reducing Valve | 50mm dia Pressure Reducing Valve (Pin: 25bar, Pout: 4-12bar) |  |  | nos
ML_HUPRV054 | Pressure Reducing Valve | 65mm dia Pressure Reducing Valve (Pin: 25bar, Pout: 4-12bar) |  |  | nos
ML_HUPRV055 | Pressure Reducing Valve | 80mm dia Pressure Reducing Valve (Pin: 25bar, Pout: 4-12bar) |  |  | nos
ML_HUPRV056 | Pressure Reducing Valve | 100mm dia Pressure Reducing Valve (Pin: 25bar, Pout: 4-12bar) |  |  | nos
ML_HUPRV057 | Pressure Reducing Valve | 125mm dia Pressure Reducing Valve (Pin: 25bar, Pout: 4-12bar) |  |  | nos
ML_HUPRV058 | Pressure Reducing Valve | 150mm dia Pressure Reducing Valve (Pin: 25bar, Pout: 4-12bar) |  |  | nos
ML_HUPRV059 | Pressure Reducing Valve | 200mm dia Pressure Reducing Valve (Pin: 25bar, Pout: 4-12bar) |  |  | nos
ML_HUPRV060 | Pressure Reducing Valve | 50mm dia Pressure Reducing Valve (Pin: 40bar, Pout: 1.5-6bar) |  |  | nos
ML_HUPRV061 | Pressure Reducing Valve | 65mm dia Pressure Reducing Valve (Pin: 40bar, Pout: 1.5-6bar) |  |  | nos
ML_HUPRV062 | Pressure Reducing Valve | 80mm dia Pressure Reducing Valve (Pin: 40bar, Pout: 1.5-6bar) |  |  | nos
ML_HUPRV063 | Pressure Reducing Valve | 100mm dia Pressure Reducing Valve (Pin: 40bar, Pout: 1.5-6bar) |  |  | nos
ML_HUPRV064 | Pressure Reducing Valve | 125mm dia Pressure Reducing Valve (Pin: 40bar, Pout: 1.5-6bar) |  |  | nos
ML_HUPRV065 | Pressure Reducing Valve | 150mm dia Pressure Reducing Valve (Pin: 40bar, Pout: 1.5-6bar) |  |  | nos
ML_HUPRV066 | Pressure Reducing Valve | 200mm dia Pressure Reducing Valve (Pin: 40bar, Pout: 1.5-6bar) |  |  | nos
ML_HUPRV067 | Pressure Reducing Valve | 50mm dia Pressure Reducing Valve (Pin: 40bar, Pout: 2-8bar) |  |  | nos
ML_HUPRV068 | Pressure Reducing Valve | 65mm dia Pressure Reducing Valve (Pin: 40bar, Pout: 2-8bar) |  |  | nos
ML_HUPRV069 | Pressure Reducing Valve | 80mm dia Pressure Reducing Valve (Pin: 40bar, Pout: 2-8bar) |  |  | nos
ML_HUPRV070 | Pressure Reducing Valve | 100mm dia Pressure Reducing Valve (Pin: 40bar, Pout: 2-8bar) |  |  | nos
ML_HUPRV071 | Pressure Reducing Valve | 125mm dia Pressure Reducing Valve (Pin: 40bar, Pout: 2-8bar) |  |  | nos
ML_HUPRV072 | Pressure Reducing Valve | 150mm dia Pressure Reducing Valve (Pin: 40bar, Pout: 2-8bar) |  |  | nos
ML_HUPRV073 | Pressure Reducing Valve | 200mm dia Pressure Reducing Valve (Pin: 40bar, Pout: 2-8bar) |  |  | nos
ML_HUPRV074 | Pressure Reducing Valve | 50mm dia Pressure Reducing Valve (Pin: 40bar, Pout: 4-12bar) |  |  | nos
ML_HUPRV075 | Pressure Reducing Valve | 65mm dia Pressure Reducing Valve (Pin: 40bar, Pout: 4-12bar) |  |  | nos
ML_HUPRV076 | Pressure Reducing Valve | 80mm dia Pressure Reducing Valve (Pin: 40bar, Pout: 4-12bar) |  |  | nos
ML_HUPRV077 | Pressure Reducing Valve | 100mm dia Pressure Reducing Valve (Pin: 40bar, Pout: 4-12bar) |  |  | nos
ML_HUPRV078 | Pressure Reducing Valve | 125mm dia Pressure Reducing Valve (Pin: 40bar, Pout: 4-12bar) |  |  | nos
ML_HUPRV079 | Pressure Reducing Valve | 150mm dia Pressure Reducing Valve (Pin: 40bar, Pout: 4-12bar) |  |  | nos
ML_HUPRV080 | Pressure Reducing Valve | 200mm dia Pressure Reducing Valve (Pin: 40bar, Pout: 4-12bar) |  |  | nos
ML_HUMBV001 | Motorized Butterfly valve | 50mm dia CI Motorized Butterfly Valve, DI disc, PN 1.0 |  |  | nos
ML_HUMBV002 | Motorized Butterfly valve | 65mm dia CI Motorized Butterfly Valve, DI disc, PN 1.0 |  |  | nos
ML_HUMBV003 | Motorized Butterfly valve | 80mm dia CI Motorized Butterfly Valve, DI disc, PN 1.0 |  |  | nos
ML_HUMBV004 | Motorized Butterfly valve | 100mm dia CI Motorized Butterfly Valve, DI disc, PN 1.0 |  |  | nos
ML_HUMBV005 | Motorized Butterfly valve | 125mm dia CI Motorized Butterfly Valve, DI disc, PN 1.0 |  |  | nos
ML_HUMBV006 | Motorized Butterfly valve | 150mm dia CI Motorized Butterfly Valve, DI disc, PN 1.0 |  |  | nos
ML_HUMBV007 | Motorized Butterfly valve | 200mm dia CI Motorized Butterfly Valve, DI disc, PN 1.0 |  |  | nos
ML_HUMBV008 | Motorized Butterfly valve | 250mm dia CI Motorized Butterfly Valve, DI disc, PN 1.0 |  |  | nos
ML_HUMBV009 | Motorized Butterfly valve | 300mm dia CI Motorized Butterfly Valve, DI disc, PN 1.0 |  |  | nos
ML_HUMBV010 | Motorized Butterfly valve | 50mm dia CI Motorized Butterfly Valve, DI disc, PN 1.6 |  |  | nos
ML_HUMBV011 | Motorized Butterfly valve | 65mm dia CI Motorized Butterfly Valve, DI disc, PN 1.6 |  |  | nos
ML_HUMBV012 | Motorized Butterfly valve | 80mm dia CI Motorized Butterfly Valve, DI disc, PN 1.6 |  |  | nos
ML_HUMBV013 | Motorized Butterfly valve | 100mm dia CI Motorized Butterfly Valve, DI disc, PN 1.6 |  |  | nos
ML_HUMBV014 | Motorized Butterfly valve | 125mm dia CI Motorized Butterfly Valve, DI disc, PN 1.6 |  |  | nos
ML_HUMBV015 | Motorized Butterfly valve | 150mm dia CI Motorized Butterfly Valve, DI disc, PN 1.6 |  |  | nos
ML_HUMBV016 | Motorized Butterfly valve | 200mm dia CI Motorized Butterfly Valve, DI disc, PN 1.6 |  |  | nos
ML_HUMBV017 | Motorized Butterfly valve | 250mm dia CI Motorized Butterfly Valve, DI disc, PN 1.6 |  |  | nos
ML_HUMBV018 | Motorized Butterfly valve | 300mm dia CI Motorized Butterfly Valve, DI disc, PN 1.6 |  |  | nos
ML_HUMBV019 | Motorized Butterfly valve | 50mm dia CI Motorized Butterfly Valve, SS 304 disc, PN 1.0 |  |  | nos
ML_HUMBV020 | Motorized Butterfly valve | 65mm dia CI Motorized Butterfly Valve, SS 304 disc, PN 1.0 |  |  | nos
ML_HUMBV021 | Motorized Butterfly valve | 80mm dia CI Motorized Butterfly Valve, SS 304 disc, PN 1.0 |  |  | nos
ML_HUMBV022 | Motorized Butterfly valve | 100mm dia CI Motorized Butterfly Valve, SS 304 disc, PN 1.0 |  |  | nos
ML_HUMBV023 | Motorized Butterfly valve | 125mm dia CI Motorized Butterfly Valve, SS 304 disc, PN 1.0 |  |  | nos
ML_HUMBV024 | Motorized Butterfly valve | 150mm dia CI Motorized Butterfly Valve, SS 304 disc, PN 1.0 |  |  | nos
ML_HUMBV025 | Motorized Butterfly valve | 200mm dia CI Motorized Butterfly Valve, SS 304 disc, PN 1.0 |  |  | nos
ML_HUMBV026 | Motorized Butterfly valve | 250mm dia CI Motorized Butterfly Valve, SS 304 disc, PN 1.0 |  |  | nos
ML_HUMBV027 | Motorized Butterfly valve | 300mm dia CI Motorized Butterfly Valve, SS 304 disc, PN 1.0 |  |  | nos
ML_HUMBV028 | Motorized Butterfly valve | 50mm dia CI Motorized Butterfly Valve, SS 316 disc, PN 1.0 |  |  | nos
ML_HUMBV029 | Motorized Butterfly valve | 65mm dia CI Motorized Butterfly Valve, SS 316 disc, PN 1.0 |  |  | nos
ML_HUMBV030 | Motorized Butterfly valve | 80mm dia CI Motorized Butterfly Valve, SS 316 disc, PN 1.0 |  |  | nos
ML_HUMBV031 | Motorized Butterfly valve | 100mm dia CI Motorized Butterfly Valve, SS 316 disc, PN 1.0 |  |  | nos
ML_HUMBV032 | Motorized Butterfly valve | 125mm dia CI Motorized Butterfly Valve, SS 316 disc, PN 1.0 |  |  | nos
ML_HUMBV033 | Motorized Butterfly valve | 150mm dia CI Motorized Butterfly Valve, SS 316 disc, PN 1.0 |  |  | nos
ML_HUMBV034 | Motorized Butterfly valve | 200mm dia CI Motorized Butterfly Valve, SS 316 disc, PN 1.0 |  |  | nos
ML_HUMBV035 | Motorized Butterfly valve | 250mm dia CI Motorized Butterfly Valve, SS 316 disc, PN 1.0 |  |  | nos
ML_HUMBV036 | Motorized Butterfly valve | 300mm dia CI Motorized Butterfly Valve, SS 316 disc, PN 1.0 |  |  | nos
ML_HUMBV037 | Motorized Butterfly valve | 50mm dia CI Motorized Butterfly Valve, SS 304 disc, PN 1.6 |  |  | nos
ML_HUMBV038 | Motorized Butterfly valve | 65mm dia CI Motorized Butterfly Valve, SS 304 disc, PN 1.6 |  |  | nos
ML_HUMBV039 | Motorized Butterfly valve | 80mm dia CI Motorized Butterfly Valve, SS 304 disc, PN 1.6 |  |  | nos
ML_HUMBV040 | Motorized Butterfly valve | 100mm dia CI Motorized Butterfly Valve, SS 304 disc, PN 1.6 |  |  | nos
ML_HUMBV041 | Motorized Butterfly valve | 125mm dia CI Motorized Butterfly Valve, SS 304 disc, PN 1.6 |  |  | nos
ML_HUMBV042 | Motorized Butterfly valve | 150mm dia CI Motorized Butterfly Valve, SS 304 disc, PN 1.6 |  |  | nos
ML_HUMBV043 | Motorized Butterfly valve | 200mm dia CI Motorized Butterfly Valve, SS 304 disc, PN 1.6 |  |  | nos
ML_HUMBV044 | Motorized Butterfly valve | 250mm dia CI Motorized Butterfly Valve, SS 304 disc, PN 1.6 |  |  | nos
ML_HUMBV045 | Motorized Butterfly valve | 300mm dia CI Motorized Butterfly Valve, SS 304 disc, PN 1.6 |  |  | nos
ML_HUMBV046 | Motorized Butterfly valve | 50mm dia CI Motorized Butterfly Valve, SS 316 disc, PN 1.6 |  |  | nos
ML_HUMBV047 | Motorized Butterfly valve | 65mm dia CI Motorized Butterfly Valve, SS 316 disc, PN 1.6 |  |  | nos
ML_HUMBV048 | Motorized Butterfly valve | 80mm dia CI Motorized Butterfly Valve, SS 316 disc, PN 1.6 |  |  | nos
ML_HUMBV049 | Motorized Butterfly valve | 100mm dia CI Motorized Butterfly Valve, SS 316 disc, PN 1.6 |  |  | nos
ML_HUMBV050 | Motorized Butterfly valve | 125mm dia CI Motorized Butterfly Valve, SS 316 disc, PN 1.6 |  |  | nos
ML_HUMBV051 | Motorized Butterfly valve | 150mm dia CI Motorized Butterfly Valve, SS 316 disc, PN 1.6 |  |  | nos
ML_HUMBV052 | Motorized Butterfly valve | 200mm dia CI Motorized Butterfly Valve, SS 316 disc, PN 1.6 |  |  | nos
ML_HUMBV053 | Motorized Butterfly valve | 250mm dia CI Motorized Butterfly Valve, SS 316 disc, PN 1.6 |  |  | nos
ML_HUMBV054 | Motorized Butterfly valve | 300mm dia CI Motorized Butterfly Valve, SS 316 disc, PN 1.6 |  |  | nos
ML_HUFC001 | Flexible connector | 32mm dia single sphere Neoprene flexible connector |  |  | nos
ML_HUFC002 | Flexible connector | 40mm dia single sphere Neoprene flexible connector |  |  | nos
ML_HUFC003 | Flexible connector | 50mm dia single sphere Neoprene flexible connector |  |  | nos
ML_HUFC004 | Flexible connector | 65mm dia single sphere Neoprene flexible connector |  |  | nos
ML_HUFC005 | Flexible connector | 75mm dia single sphere Neoprene flexible connector |  |  | nos
ML_HUFC006 | Flexible connector | 100mm dia single sphere Neoprene flexible connector |  |  | nos
ML_HUFC007 | Flexible connector | 125mm dia single sphere Neoprene flexible connector |  |  | nos
ML_HUFC008 | Flexible connector | 150mm dia single sphere Neoprene flexible connector |  |  | nos
ML_HUFC009 | Flexible connector | 200mm dia single sphere Neoprene flexible connector |  |  | nos
ML_HUFC010 | Flexible connector | 32mm dia Twin sphere Neoprene flexible connector |  |  | nos
ML_HUFC011 | Flexible connector | 40mm dia Twin sphere Neoprene flexible connector |  |  | nos
ML_HUFC012 | Flexible connector | 50mm dia Twin sphere Neoprene flexible connector |  |  | nos
ML_HUFC013 | Flexible connector | 65mm dia Twin sphere Neoprene flexible connector |  |  | nos
ML_HUFC014 | Flexible connector | 75mm dia Twin sphere Neoprene flexible connector |  |  | nos
ML_HUFC015 | Flexible connector | 100mm dia Twin sphere Neoprene flexible connector |  |  | nos
ML_HUFC016 | Flexible connector | 125mm dia Twin sphere Neoprene flexible connector |  |  | nos
ML_HUFC017 | Flexible connector | 150mm dia Twin sphere Neoprene flexible connector |  |  | nos
ML_HUFC018 | Flexible connector | 200mm dia Twin sphere Neoprene flexible connector |  |  | nos
ML_HUGV001 | Globe Valve | 8mm dia Screwed Gun metal Globe valve, PN 1.0 |  |  | nos
ML_HUGV002 | Globe Valve | 10mm dia Screwed Gun metal Globe valve, PN 1.0 |  |  | nos
ML_HUGV003 | Globe Valve | 15mm dia Screwed Gun metal Globe valve, PN 1.0 |  |  | nos
ML_HUGV004 | Globe Valve | 20mm dia Screwed Gun metal Globe valve, PN 1.0 |  |  | nos
ML_HUGV005 | Globe Valve | 25mm dia Screwed Gun metal Globe valve, PN 1.0 |  |  | nos
ML_HUGV006 | Globe Valve | 32mm dia Screwed Gun metal Globe valve, PN 1.0 |  |  | nos
ML_HUGV007 | Globe Valve | 40mm dia Screwed Gun metal Globe valve, PN 1.0 |  |  | nos
ML_HUGV008 | Globe Valve | 50mm dia Screwed Gun metal Globe valve, PN 1.0 |  |  | nos
ML_HUGV009 | Globe Valve | 65mm dia Screwed Gun metal Globe valve, PN 1.0 |  |  | nos
ML_HUGV010 | Globe Valve | 80mm dia Screwed Gun metal Globe valve, PN 1.0 |  |  | nos
ML_HUGV011 | Globe Valve | 100mm dia Screwed Gun metal Globe valve, PN 1.0 |  |  | nos
ML_HUGV012 | Globe Valve | 15mm dia Flanged Gun metal Globe valve, PN 1.0 |  |  | nos
ML_HUGV013 | Globe Valve | 20mm dia Flanged Gun metal Globe valve, PN 1.0 |  |  | nos
ML_HUGV014 | Globe Valve | 25mm dia Flanged Gun metal Globe valve, PN 1.0 |  |  | nos
ML_HUGV015 | Globe Valve | 32mm dia Flanged Gun metal Globe valve, PN 1.0 |  |  | nos
ML_HUGV016 | Globe Valve | 40mm dia Flanged Gun metal Globe valve, PN 1.0 |  |  | nos
ML_HUGV017 | Globe Valve | 50mm dia Flanged Gun metal Globe valve, PN 1.0 |  |  | nos
ML_HUGV018 | Globe Valve | 65mm dia Flanged Gun metal Globe valve, PN 1.0 |  |  | nos
ML_HUGV019 | Globe Valve | 80mm dia Flanged Gun metal Globe valve, PN 1.0 |  |  | nos
ML_HUGV020 | Globe Valve | 100mm dia Flanged Gun metal Globe valve, PN 1.0 |  |  | nos
ML_HUGV021 | Globe Valve | 8mm dia Screwed Gun metal Globe valve, PN 1.6 |  |  | nos
ML_HUGV022 | Globe Valve | 10mm dia Screwed Gun metal Globe valve, PN 1.6 |  |  | nos
ML_HUGV023 | Globe Valve | 15mm dia Screwed Gun metal Globe valve, PN 1.6 |  |  | nos
ML_HUGV024 | Globe Valve | 20mm dia Screwed Gun metal Globe valve, PN 1.6 |  |  | nos
ML_HUGV025 | Globe Valve | 25mm dia Screwed Gun metal Globe valve, PN 1.6 |  |  | nos
ML_HUGV026 | Globe Valve | 32mm dia Screwed Gun metal Globe valve, PN 1.6 |  |  | nos
ML_HUGV027 | Globe Valve | 40mm dia Screwed Gun metal Globe valve, PN 1.6 |  |  | nos
ML_HUGV028 | Globe Valve | 50mm dia Screwed Gun metal Globe valve, PN 1.6 |  |  | nos
ML_HUGV029 | Globe Valve | 65mm dia Screwed Gun metal Globe valve, PN 1.6 |  |  | nos
ML_HUGV030 | Globe Valve | 80mm dia Screwed Gun metal Globe valve, PN 1.6 |  |  | nos
ML_HUGV031 | Globe Valve | 100mm dia Screwed Gun metal Globe valve, PN 1.6 |  |  | nos
ML_HUGV032 | Globe Valve | 15mm dia Flanged Gun metal Globe valve, PN 1.6 |  |  | nos
ML_HUGV033 | Globe Valve | 20mm dia Flanged Gun metal Globe valve, PN 1.6 |  |  | nos
ML_HUGV034 | Globe Valve | 25mm dia Flanged Gun metal Globe valve, PN 1.6 |  |  | nos
ML_HUGV035 | Globe Valve | 32mm dia Flanged Gun metal Globe valve, PN 1.6 |  |  | nos
ML_HUGV036 | Globe Valve | 40mm dia Flanged Gun metal Globe valve, PN 1.6 |  |  | nos
ML_HUGV037 | Globe Valve | 50mm dia Flanged Gun metal Globe valve, PN 1.6 |  |  | nos
ML_HUGV038 | Globe Valve | 65mm dia Flanged Gun metal Globe valve, PN 1.6 |  |  | nos
ML_HUGV039 | Globe Valve | 80mm dia Flanged Gun metal Globe valve, PN 1.6 |  |  | nos
ML_HUGV040 | Globe Valve | 100mm dia Flanged Gun metal Globe valve, PN 1.6 |  |  | nos
ML_HUGV041 | Globe Valve | 15mm dia Screwed Gun metal Globe valve, PN 2.0 |  |  | nos
ML_HUGV042 | Globe Valve | 20mm dia Screwed Gun metal Globe valve, PN 2.0 |  |  | nos
ML_HUGV043 | Globe Valve | 25mm dia Screwed Gun metal Globe valve, PN 2.0 |  |  | nos
ML_HUGV044 | Globe Valve | 32mm dia Screwed Gun metal Globe valve, PN 2.0 |  |  | nos
ML_HUGV045 | Globe Valve | 40mm dia Screwed Gun metal Globe valve, PN 2.0 |  |  | nos
ML_HUGV046 | Globe Valve | 50mm dia Screwed Gun metal Globe valve, PN 2.0 |  |  | nos
ML_HUGV047 | Globe Valve | 65mm dia Screwed Gun metal Globe valve, PN 2.0 |  |  | nos
ML_HUGV048 | Globe Valve | 80mm dia Screwed Gun metal Globe valve, PN 2.0 |  |  | nos
ML_HUGV049 | Globe Valve | 100mm dia Screwed Gun metal Globe valve, PN 2.0 |  |  | nos
ML_HUGV050 | Globe Valve | 15mm dia Flanged Cast steel Globe valve, PN 1.0 |  |  | nos
ML_HUGV051 | Globe Valve | 20mm dia Flanged Cast steel Globe valve, PN 1.0 |  |  | nos
ML_HUGV052 | Globe Valve | 25mm dia Flanged Cast steel Globe valve, PN 1.0 |  |  | nos
ML_HUGV053 | Globe Valve | 32mm dia Flanged Cast steel Globe valve, PN 1.0 |  |  | nos
ML_HUGV054 | Globe Valve | 40mm dia Flanged Cast steel Globe valve, PN 1.0 |  |  | nos
ML_HUGV055 | Globe Valve | 50mm dia Flanged Cast steel Globe valve, PN 1.0 |  |  | nos
ML_HUGV056 | Globe Valve | 65mm dia Flanged Cast steel Globe valve, PN 1.0 |  |  | nos
ML_HUGV057 | Globe Valve | 80mm dia Flanged Cast steel Globe valve, PN 1.0 |  |  | nos
ML_HUGV058 | Globe Valve | 100mm dia Flanged Cast steel Globe valve, PN 1.0 |  |  | nos
ML_HUGV059 | Globe Valve | 125mm dia Flanged Cast steel Globe valve, PN 1.0 |  |  | nos
ML_HUGV060 | Globe Valve | 150mm dia Flanged Cast steel Globe valve, PN 1.0 |  |  | nos
ML_HUGV061 | Globe Valve | 15mm dia Flanged Cast steel Globe valve, PN 1.6 |  |  | nos
ML_HUGV062 | Globe Valve | 20mm dia Flanged Cast steel Globe valve, PN 1.6 |  |  | nos
ML_HUGV063 | Globe Valve | 25mm dia Flanged Cast steel Globe valve, PN 1.6 |  |  | nos
ML_HUGV064 | Globe Valve | 32mm dia Flanged Cast steel Globe valve, PN 1.6 |  |  | nos
ML_HUGV065 | Globe Valve | 40mm dia Flanged Cast steel Globe valve, PN 1.6 |  |  | nos
ML_HUGV066 | Globe Valve | 50mm dia Flanged Cast steel Globe valve, PN 1.6 |  |  | nos
ML_HUGV067 | Globe Valve | 65mm dia Flanged Cast steel Globe valve, PN 1.6 |  |  | nos
ML_HUGV068 | Globe Valve | 80mm dia Flanged Cast steel Globe valve, PN 1.6 |  |  | nos
ML_HUGV069 | Globe Valve | 100mm dia Flanged Cast steel Globe valve, PN 1.6 |  |  | nos
ML_HUGV070 | Globe Valve | 125mm dia Flanged Cast steel Globe valve, PN 1.6 |  |  | nos
ML_HUGV071 | Globe Valve | 150mm dia Flanged Cast steel Globe valve, PN 1.6 |  |  | nos
ML_HUGV072 | Globe Valve | 15mm dia Flanged Cast steel Globe valve, PN 4.0 |  |  | nos
ML_HUGV073 | Globe Valve | 20mm dia Flanged Cast steel Globe valve, PN 4.0 |  |  | nos
ML_HUGV074 | Globe Valve | 25mm dia Flanged Cast steel Globe valve, PN 4.0 |  |  | nos
ML_HUGV075 | Globe Valve | 32mm dia Flanged Cast steel Globe valve, PN 4.0 |  |  | nos
ML_HUGV076 | Globe Valve | 40mm dia Flanged Cast steel Globe valve, PN 4.0 |  |  | nos
ML_HUGV077 | Globe Valve | 50mm dia Flanged Cast steel Globe valve, PN 4.0 |  |  | nos
ML_HUGV078 | Globe Valve | 65mm dia Flanged Cast steel Globe valve, PN 4.0 |  |  | nos
ML_HUGV079 | Globe Valve | 80mm dia Flanged Cast steel Globe valve, PN 4.0 |  |  | nos
ML_HUGV080 | Globe Valve | 100mm dia Flanged Cast steel Globe valve, PN 4.0 |  |  | nos
ML_HUGV081 | Globe Valve | 125mm dia Flanged Cast steel Globe valve, PN 4.0 |  |  | nos
ML_HUGV082 | Globe Valve | 150mm dia Flanged Cast steel Globe valve, PN 4.0 |  |  | nos
ML_HUGV083 | Globe Valve | 200mm dia Flanged Cast steel Globe valve, PN 4.0 |  |  | nos
ML_HUEB001 | Expansion Bellows | 100mm dia SS 304 Expansion Bellows, PN 2.5 |  |  | nos
ML_HUEB002 | Expansion Bellows | 125mm dia SS 304 Expansion Bellows, PN 2.5 |  |  | nos
ML_HUEB003 | Expansion Bellows | 150mm dia SS 304 Expansion Bellows, PN 2.5 |  |  | nos
ML_HUEB004 | Expansion Bellows | 200mm dia SS 304 Expansion Bellows, PN 2.5 |  |  | nos
ML_HUEB005 | Expansion Bellows | 250mm dia SS 304 Expansion Bellows, PN 2.5 |  |  | nos
ML_HUEB006 | Expansion Bellows | 100mm dia SS 316 Expansion Bellows, PN 2.5 |  |  | nos
ML_HUEB007 | Expansion Bellows | 125mm dia SS 316 Expansion Bellows, PN 2.5 |  |  | nos
ML_HUEB008 | Expansion Bellows | 150mm dia SS 316 Expansion Bellows, PN 2.5 |  |  | nos
ML_HUEB009 | Expansion Bellows | 200mm dia SS 316 Expansion Bellows, PN 2.5 |  |  | nos
ML_HUEB010 | Expansion Bellows | 250mm dia SS 316 Expansion Bellows, PN 2.5 |  |  | nos
ML_HUEB011 | Expansion Bellows | 100mm dia SS 304 Expansion Bellows, PN 1.6 |  |  | nos
ML_HUEB012 | Expansion Bellows | 125mm dia SS 304 Expansion Bellows, PN 1.6 |  |  | nos
ML_HUEB013 | Expansion Bellows | 150mm dia SS 304 Expansion Bellows, PN 1.6 |  |  | nos
ML_HUEB014 | Expansion Bellows | 200mm dia SS 304 Expansion Bellows, PN 1.6 |  |  | nos
ML_HUEB015 | Expansion Bellows | 250mm dia SS 304 Expansion Bellows, PN 1.6 |  |  | nos
ML_HUEB016 | Expansion Bellows | 100mm dia SS 316 Expansion Bellows, PN 1.6 |  |  | nos
ML_HUEB017 | Expansion Bellows | 125mm dia SS 316 Expansion Bellows, PN 1.6 |  |  | nos
ML_HUEB018 | Expansion Bellows | 150mm dia SS 316 Expansion Bellows, PN 1.6 |  |  | nos
ML_HUEB019 | Expansion Bellows | 200mm dia SS 316 Expansion Bellows, PN 1.6 |  |  | nos
ML_HUEB020 | Expansion Bellows | 250mm dia SS 316 Expansion Bellows, PN 1.6 |  |  | nos
ML_HPS0278 | Pressure Independent Control Valve | 2 way PICV - 15 mm |  |  | nos
ML_HPS0279 | Pressure Independent Control Valve | 2 way PICV - 20 mm |  |  | nos
ML_HPS0280 | Pressure Independent Control Valve | 2 way PICV - 25 mm |  |  | nos
ML_HPS0281 | Pressure Independent Control Valve | 2 way PICV - 32 mm |  |  | nos
ML_HPS0282 | Pressure Independent Control Valve | 2 way PICV - 40 mm |  |  | nos
ML_HPS0283 | Pressure Independent Control Valve | 2 way PICV - 50 mm |  |  | nos
ML_HPS0284 | Pressure Independent Control Valve | 2 way PICV - 65 mm |  |  | nos
ML_HPS0285 | Pressure Independent Control Valve | 2 way PICV - 80 mm |  |  | nos
ML_HPS0286 | Pressure Independent Control Valve | 2 way PICV - 100 mm |  |  | nos
ML_HPS0287 | Pressure Independent Control Valve | 2 way PICV - 125 mm |  |  | nos
ML_HPS0288 | Pressure Independent Control Valve | 2 way PICV - 150 mm |  |  | nos
ML_HPS0289 | Pressure Independent Control Valve | 2 way PICV - 200 mm |  |  | nos
ML_HPS0290 | 2 way Control Valve | 2 way Control Valve - 15 mm |  |  | nos
ML_HPS0291 | 2 way Control Valve | 2 way Control Valve - 20 mm |  |  | nos
ML_HPS0292 | 2 way Control Valve | 2 way Control Valve - 25 mm |  |  | nos
ML_HPS0293 | 2 way Control Valve | 2 way Control Valve - 32 mm |  |  | nos
ML_HPS0294 | 2 way Control Valve | 2 way Control Valve - 40 mm |  |  | nos
ML_HPS0295 | 2 way Control Valve | 2 way Control Valve - 50 mm |  |  | nos
ML_HPS0296 | 2 way Control Valve | 2 way Control Valve - 65 mm |  |  | nos
ML_HPS0297 | 2 way Control Valve | 2 way Control Valve - 80 mm |  |  | nos
ML_HPS0298 | 2 way Control Valve | 2 way Control Valve - 100 mm |  |  | nos
ML_HPS0299 | 2 way Control Valve | 2 way Control Valve - 125 mm |  |  | nos
ML_HPS0300 | 2 way Control Valve | 2 way Control Valve - 150 mm |  |  | nos
ML_HPS0301 | 2 way Control Valve | 2 way Control Valve - 200 mm |  |  | nos
ML_HPS0363 | Pressure / Temperature Guage | Pressure Guage (0-1 bar) |  |  | nos
ML_HPS0364 | Pressure / Temperature Guage | Pressure Guage (0-1.6 bar) |  |  | nos
ML_HPS0365 | Pressure / Temperature Guage | Pressure Guage (0-2.25 bar) |  |  | nos
ML_HPS0366 | Pressure / Temperature Guage | Pressure Guage (0-4 bar) |  |  | nos
ML_HPS0367 | Pressure / Temperature Guage | Pressure Guage (0-10 bar) |  |  | nos
ML_HPS0368 | Pressure / Temperature Guage | Pressure Guage (0-16 bar) |  |  | nos
ML_HPS0369 | Pressure / Temperature Guage | Pressure Guage (0-25 bar) |  |  | nos
ML_HPS0370 | Pressure / Temperature Guage | Pressure Guage (0-40 bar) |  |  | nos
ML_HPS0371 | Pressure / Temperature Guage | Pressure Guage (0-60 bar) |  |  | nos
ML_HPS0372 | Pressure / Temperature Guage | Pressure Guage (0-100 bar) |  |  | nos
ML_HPS0373 | Pressure / Temperature Guage | Bi metal type temperature gauge-63mm |  |  | nos
ML_HPS0374 | Pressure / Temperature Guage | Bi metal dial temperature gauge-100mm |  |  | nos
ML_HPS0375 | Pressure / Temperature Guage | Bi metal dial temperature gauge-150mm |  |  | nos
ML_HPS0376 | Pressure / Temperature Guage | Gas filled Dial temperature gauge-63mm |  |  | nos
ML_HPS0377 | Pressure / Temperature Guage | Gas filled Dial temperature gauge-100mm |  |  | nos
ML_HPS0378 | Pressure / Temperature Guage | Gas filled Dial temperature gauge-150mm |  |  | nos
ML_HPS0379 | Pressure / Temperature Guage | Indicating temprature switch-63mm |  |  | nos
ML_HPS0380 | Pressure / Temperature Guage | Indicating temprature switch-100mm |  |  | nos
ML_HPS0381 | Pressure / Temperature Guage | Indicating temprature switch-150mm |  |  | nos
ML_HPS0382 | Pressure / Temperature Guage | Iiquid filled dial temperature gauge-63mm |  |  | nos
ML_HPS0383 | Pressure / Temperature Guage | Iiquid filled dial temperature gauge-100mm |  |  | nos
ML_HPS0384 | Pressure / Temperature Guage | Iiquid filled dial temperature gauge-150mm |  |  | nos
ML_HPS0385 | Pump for Expansion Tank | Pump for pressurisation expansion tank, Power rating - 0.5 HP |  |  | nos
ML_HPS0386 | Pump for Expansion Tank | Pump for pressurisation expansion tank, Power rating - 7.5 HP |  |  | nos
ML_HPS0387 | Pump for Expansion Tank | Pump for pressurisation expansion tank, Power rating - 1 HP |  |  | nos
ML_HPS0388 | Pump for Expansion Tank | Pump for pressurisation expansion tank, Power rating - 1.5 HP |  |  | nos
ML_HPS0389 | Pump for Expansion Tank | Pump for pressurisation expansion tank, Power rating - 2.5 HP |  |  | nos
ML_HUDRG0001 | Diffuser | Supply Air Diffuser of Aluminium Powder Coated |  |  | sqm
ML_HUDRG0002 | Diffuser | Return Air Diffuser of Aluminium Powder Coated |  |  | sqm
ML_HUDRG0003 | Diffuser | Supply Air Diffuser of MS Powder Coated |  |  | sqm
ML_HUDRG0004 | Diffuser | Return Air Diffuser of MS Powder Coated |  |  | sqm
ML_HUDRG0005 | Diffuser | Supply Air Diffuser of PVC |  |  | sqm
ML_HUDRG0006 | Diffuser | Return Air Diffuser of PVC |  |  | sqm
ML_HUJDF0001 | Jet diffuser | Eye Ball Type Jet Diffuser Aluminium Powder Coated-300 mm dia |  |  | nos
ML_HUJDF0002 | Jet diffuser | Eye Ball Type Jet Diffuser Aluminium Powder Coated-350 mm dia |  |  | nos
ML_HUJDF0003 | Jet diffuser | Eye Ball Type Jet Diffuser Aluminium Powder Coated-400 mm dia |  |  | nos
ML_HUJDF0004 | Jet diffuser | Eye Ball Type Jet Diffuser Aluminium Powder Coated-450 mm dia |  |  | nos
ML_HUJDF0005 | Jet diffuser | Nozzle Type Jet Diffuser Aluminium Powder Coated-300mm dia |  |  | nos
ML_HUJDF0006 | Jet diffuser | Nozzle Type Jet Diffuser Aluminium Powder Coated-350mm dia |  |  | nos
ML_HUJDF0007 | Jet diffuser | Nozzle Type Jet Diffuser Aluminium Powder Coated-400mm dia |  |  | nos
ML_HUJDF0008 | Jet diffuser | Nozzle Type Jet Diffuser Aluminium Powder Coated-450mm dia |  |  | nos
ML_HUDRG0015 | Grills | Supply Air Grills Aluminium Powder Coated |  |  | sqm
ML_HUDRG0016 | Grills | Return Air Grills Aluminium Powder Coated |  |  | sqm
ML_HUDRG0017 | Grills | Supply Air Grills of MS Powder Coated |  |  | sqm
ML_HUDRG0018 | Grills | Return Air Grills of MS Powder Coated |  |  | sqm
ML_HUDRG0019 | Grills | Supply Air Grills of PVC |  |  | sqm
ML_HUDRG0020 | Grills | Return Air Grills of PVC |  |  | sqm
ML_HUDRG0021 | Registers | Supply Air Registers Aluminium Powder Coated |  |  | sqm
ML_HUDRG0022 | Registers | Return Air Registers Aluminium Powder Coated |  |  | sqm
ML_HUDRG0023 | Registers | Supply Air Registers of MS Powder Coated |  |  | sqm
ML_HUDRG0024 | Registers | Return Air Registers of MS Powder Coated |  |  | sqm
ML_HUDRG0025 | Registers | Supply Air Registers of PVC |  |  | sqm
ML_HUDRG0026 | Registers | Return Air Registers of PVC |  |  | sqm
ML_FCU0001 | Fan coil units | 0.75TR Fan Coil Unit of Standard type , single skin with two pipe system. |  |  | nos
ML_FCU0002 | Fan coil units | 1TR Fan Coil Unit of Standard type , single skin with two pipe system. |  |  | nos
ML_FCU0003 | Fan coil units | 1.5TR Fan Coil Unit of Standard type , single skin with two pipe system. |  |  | nos
ML_FCU0004 | Fan coil units | 2TR Fan Coil Unit of Standard type , single skin with two pipe system. |  |  | nos
ML_FCU0005 | Fan coil units | 2.5TR Fan Coil Unit of Standard type , single skin with two pipe system. |  |  | nos
ML_FCU0006 | Fan coil units | 3TR Fan Coil Unit of Standard type , single skin with two pipe system. |  |  | nos
ML_FCU0007 | Fan coil units | 1.5TR Fan Coil Unit of Hi-Static , single skin with two pipe system. |  |  | nos
ML_FCU0008 | Fan coil units | 2TR Fan Coil Unit of Hi-Static, single skin with two pipe system. |  |  | nos
ML_FCU0009 | Fan coil units | 2.5TR Fan Coil Unit of Hi-Static , single skin with two pipe system. |  |  | nos
ML_FCU0010 | Fan coil units | 3TR Fan Coil Unit of Hi-Static, single skin with two pipe system. |  |  | nos
ML_FCU0011 | Fan coil units | 0.75TR Fan Coil Unit of Standard type , double skin with two pipe system. |  |  | nos
ML_FCU0012 | Fan coil units | 1TR Fan Coil Unit of Standard type , double skin with two pipe system. |  |  | nos
ML_FCU0013 | Fan coil units | 1.5TR Fan Coil Unit of Standard type , double skin with two pipe system. |  |  | nos
ML_FCU0014 | Fan coil units | 2TR Fan Coil Unit of Standard type , double skin with two pipe system. |  |  | nos
ML_FCU0015 | Fan coil units | 2.5TR Fan Coil Unit of Standard type , double skin with two pipe system. |  |  | nos
ML_FCU0016 | Fan coil units | 3TR Fan Coil Unit of Standard type , double skin with two pipe system. |  |  | nos
ML_FCU0017 | Fan coil units | 1.5TR Fan Coil Unit of Hi-Static ,double skin with two pipe system. |  |  | nos
ML_FCU0018 | Fan coil units | 2TR Fan Coil Unit of Hi-Static, double skin with two pipe system. |  |  | nos
ML_FCU0019 | Fan coil units | 2.5TR Fan Coil Unit of Hi-Static , double skin with two pipe system. |  |  | nos
ML_FCU0020 | Fan coil units | 3TR Fan Coil Unit of Hi-Static, double skin with two pipe system. |  |  | nos
ML_FCU0021 | Fan coil units | 0.75TR Fan Coil Unit of Standard type , single skin with four pipe system. |  |  | nos
ML_FCU0022 | Fan coil units | 1TR Fan Coil Unit of Standard type , single skin with four pipe system. |  |  | nos
ML_FCU0023 | Fan coil units | 1.5TR Fan Coil Unit of Standard type , single skin with four pipe system. |  |  | nos
ML_FCU0024 | Fan coil units | 2TR Fan Coil Unit of Standard type , single skin with four pipe system. |  |  | nos
ML_FCU0025 | Fan coil units | 2.5TR Fan Coil Unit of Standard type , single skin with four pipe system. |  |  | nos
ML_FCU0026 | Fan coil units | 3TR Fan Coil Unit of Standard type , single skin with four pipe system. |  |  | nos
ML_FCU0027 | Fan coil units | 1.5TR Fan Coil Unit of Hi-Static , single skin with four pipe system. |  |  | nos
ML_FCU0028 | Fan coil units | 2TR Fan Coil Unit of Hi-Static, single skin with four pipe system. |  |  | nos
ML_FCU0029 | Fan coil units | 2.5TR Fan Coil Unit of Hi-Static , single skin with four pipe system. |  |  | nos
ML_FCU0030 | Fan coil units | 3TR Fan Coil Unit of Hi-Static, single skin with four pipe system. |  |  | nos
ML_R0001 | Radiators | 18000 BTU/hr Hot Oil type Radiator |  |  | nos
ML_R0002 | Radiators | 24000 BTU/hr Hot Oil type Radiator |  |  | nos
ML_R0003 | Radiators | 30000 BTU/hr Hot Oil type Radiator |  |  | nos
ML_R0004 | Radiators | 36000 BTU/hr Hot Oil type Radiator |  |  | nos
ML_R0005 | Radiators | 18000 BTU/hr Hot Water type Radiator |  |  | nos
ML_R0006 | Radiators | 24000 BTU/hr Hot Water type Radiator |  |  | nos
ML_R0007 | Radiators | 30000 BTU/hr Hot Water type Radiator |  |  | nos
ML_R0008 | Radiators | 36000 BTU/hr Hot Water type Radiator |  |  | nos
ML_FOP0001 | Fuel-Oil Piping | MS Pipe Medium Duty-25mm Dia |  |  | m
ML_FOP0002 | Fuel-Oil Piping | MS Pipe Medium Duty-32mm Dia |  |  | m
ML_FOP0003 | Fuel-Oil Piping | MS Pipe Medium Duty-40mm Dia |  |  | m
ML_FOP0004 | Fuel-Oil Piping | MS Pipe Medium Duty-50mm Dia |  |  | m
ML_FOP0005 | Fuel-Oil Piping | MS Pipe Medium Duty-65mm Dia |  |  | m
ML_FOP0006 | Fuel-Oil Piping | MS Pipe Medium Duty-80mm Dia |  |  | m
ML_FOP0007 | Fuel-Oil Piping | MS Pipe Medium Duty-100mm Dia |  |  | m
ML_FOP0008 | Fuel-Oil Piping | MS Pipe Medium Duty-125mm Dia |  |  | m
ML_FOP0012 | Fuel-Oil Piping | MS Pipe Heavy Duty-25mm Dia |  |  | m
ML_FOP0013 | Fuel-Oil Piping | MS Pipe Heavy Duty-32mm Dia |  |  | m
ML_FOP0014 | Fuel-Oil Piping | MS Pipe Heavy Duty-40mm Dia |  |  | m
ML_FOP0015 | Fuel-Oil Piping | MS Pipe Heavy Duty-50mm Dia |  |  | m
ML_FOP0016 | Fuel-Oil Piping | MS Pipe Heavy Duty-65mm Dia |  |  | m
ML_FOP0017 | Fuel-Oil Piping | MS Pipe Heavy Duty-80mm Dia |  |  | m
ML_FOP0018 | Fuel-Oil Piping | MS Pipe Heavy Duty-100mm Dia |  |  | m
ML_FOP0019 | Fuel-Oil Piping | MS Pipe Heavy Duty-125mm Dia |  |  | m
ML_WAP0001 | Waste Anesthesia-Gas Piping, Copper | 12.7mm outer diameter , Copper pipe |  |  | m
ML_WAP0002 | Waste Anesthesia-Gas Piping, Copper | 19.05mm outer diameter , Copper pipe |  |  | m
ML_WAP0003 | Waste Anesthesia-Gas Piping, Copper | 25.4mm outer diameter , Copper pipe |  |  | m
ML_WAP0004 | Waste Anesthesia-Gas Piping, Copper | 31.75mm outer diameter , Copper pipe |  |  | m
ML_WAP0005 | Waste Anesthesia-Gas Piping, Copper | 38.1mm outer diameter , Copper pipe |  |  | m
ML_WAP0006 | Waste Anesthesia-Gas Piping, Copper | 44.45mm outer diameter , Copper pipe |  |  | m
ML_WAP0007 | Waste Anesthesia-Gas Piping, Copper | 50mm outer diameter , Copper pipe |  |  | m
ML_WAP0008 | Waste Anesthesia-Gas Piping, Copper | 80mm outer diameter , Copper pipe |  |  | m
ML_WAP0009 | Waste Anesthesia-Gas Piping, Copper | 100mm outer diameter , Copper pipe |  |  | m
ML_WAP0010 | Waste Anesthesia-Gas Piping, Copper | 125mm outer diameter , Copper pipe |  |  | m
ML_WAP0011 | Waste Anesthesia-Gas Piping, Copper | 150mm outer diameter , Copper pipe |  |  | m
ML_WAP0012 | Waste Anesthesia-Gas Piping, Stainless Steel | 15mm outer diameter , Stainless Steel, Schedule 5 pipe |  |  | m
ML_WAP0013 | Waste Anesthesia-Gas Piping, Stainless Steel | 20mm outer diameter , Stainless Steel, Schedule 5 pipe |  |  | m
ML_WAP0014 | Waste Anesthesia-Gas Piping, Stainless Steel | 25mm outer diameter , Stainless Steel, Schedule 5 pipe |  |  | m
ML_WAP0015 | Waste Anesthesia-Gas Piping, Stainless Steel | 32mm outer diameter , Stainless Steel, Schedule 5 pipe |  |  | m
ML_WAP0016 | Waste Anesthesia-Gas Piping, Stainless Steel | 40mm outer diameter , Stainless Steel, Schedule 5 pipe |  |  | m
ML_WAP0017 | Waste Anesthesia-Gas Piping, Stainless Steel | 50mm outer diameter , Stainless Steel, Schedule 5 pipe |  |  | m
ML_WAP0018 | Waste Anesthesia-Gas Piping, Stainless Steel | 65mm outer diameter , Stainless Steel, Schedule 5 pipe |  |  | m
ML_WAP0019 | Waste Anesthesia-Gas Piping, Stainless Steel | 80mm outer diameter , Stainless Steel, Schedule 5 pipe |  |  | m
ML_WAP0020 | Waste Anesthesia-Gas Piping, Stainless Steel | 100mm outer diameter , Stainless Steel, Schedule 5 pipe |  |  | m
ML_WAP0021 | Waste Anesthesia-Gas Piping, Stainless Steel | 125mm outer diameter , Stainless Steel, Schedule 5 pipe |  |  | m
ML_WAP0022 | Waste Anesthesia-Gas Piping, Stainless Steel | 150mm outer diameter , Stainless Steel, Schedule 5 pipe |  |  | m
ML_WAP0023 | Waste Anesthesia-Gas Piping, Stainless Steel | 15mm outer diameter , Stainless Steel, Schedule 10 pipe |  |  | m
ML_WAP0024 | Waste Anesthesia-Gas Piping, Stainless Steel | 20mm outer diameter , Stainless Steel, Schedule 10 pipe |  |  | m
ML_WAP0025 | Waste Anesthesia-Gas Piping, Stainless Steel | 25mm outer diameter , Stainless Steel, Schedule 10 pipe |  |  | m
ML_WAP0026 | Waste Anesthesia-Gas Piping, Stainless Steel | 32mm outer diameter , Stainless Steel, Schedule 10 pipe |  |  | m
ML_WAP0027 | Waste Anesthesia-Gas Piping, Stainless Steel | 40mm outer diameter , Stainless Steel, Schedule 10 pipe |  |  | m
ML_WAP0028 | Waste Anesthesia-Gas Piping, Stainless Steel | 50mm outer diameter , Stainless Steel, Schedule 10 pipe |  |  | m
ML_WAP0029 | Waste Anesthesia-Gas Piping, Stainless Steel | 65mm outer diameter , Stainless Steel, Schedule 10 pipe |  |  | m
ML_WAP0030 | Waste Anesthesia-Gas Piping, Stainless Steel | 80mm outer diameter , Stainless Steel, Schedule 10 pipe |  |  | m
ML_WAP0031 | Waste Anesthesia-Gas Piping, Stainless Steel | 100mm outer diameter , Stainless Steel, Schedule 10 pipe |  |  | m
ML_WAP0032 | Waste Anesthesia-Gas Piping, Stainless Steel | 125mm outer diameter , Stainless Steel, Schedule 10 pipe |  |  | m
ML_WAP0033 | Waste Anesthesia-Gas Piping, Stainless Steel | 150mm outer diameter , Stainless Steel, Schedule 10 pipe |  |  | m
ML_WAP0034 | Waste Anesthesia-Gas Piping, Stainless Steel | 15mm outer diameter , Stainless Steel, Schedule 40 pipe |  |  | m
ML_WAP0035 | Waste Anesthesia-Gas Piping, Stainless Steel | 20mm outer diameter , Stainless Steel, Schedule 40 pipe |  |  | m
ML_WAP0036 | Waste Anesthesia-Gas Piping, Stainless Steel | 25mm outer diameter , Stainless Steel, Schedule 40 pipe |  |  | m
ML_WAP0037 | Waste Anesthesia-Gas Piping, Stainless Steel | 32mm outer diameter , Stainless Steel, Schedule 40 pipe |  |  | m
ML_WAP0038 | Waste Anesthesia-Gas Piping, Stainless Steel | 40mm outer diameter , Stainless Steel, Schedule 40 pipe |  |  | m
ML_WAP0039 | Waste Anesthesia-Gas Piping, Stainless Steel | 50mm outer diameter , Stainless Steel, Schedule 40 pipe |  |  | m
ML_WAP0040 | Waste Anesthesia-Gas Piping, Stainless Steel | 65mm outer diameter , Stainless Steel, Schedule 40 pipe |  |  | m
ML_WAP0041 | Waste Anesthesia-Gas Piping, Stainless Steel | 80mm outer diameter , Stainless Steel, Schedule 40 pipe |  |  | m
ML_WAP0042 | Waste Anesthesia-Gas Piping, Stainless Steel | 100mm outer diameter , Stainless Steel, Schedule 40 pipe |  |  | m
ML_WAP0043 | Waste Anesthesia-Gas Piping, Stainless Steel | 125mm outer diameter , Stainless Steel, Schedule 40 pipe |  |  | m
ML_WAP0044 | Waste Anesthesia-Gas Piping, Stainless Steel | 150mm outer diameter , Stainless Steel, Schedule 40 pipe |  |  | m
ML_DI0001 | Duct Insulation - Glasswool | Duct insulation, Fibre Glass Wool, Density 70 kg/m³, 25mm thick |  |  | sqm
ML_DI0002 | Duct Insulation - Glasswool | Duct insulation, Fibre Glass Wool, Density 70 kg/m³, 40mm thick |  |  | sqm
ML_DI0003 | Duct Insulation - Glasswool | Duct insulation, Fibre Glass Wool, Density 70 kg/m³, 50mm thick |  |  | sqm
ML_DI0004 | Duct Insulation - Glasswool | Duct insulation, Fibre Glass Wool, Density 61 kg/m³, 25mm thick |  |  | sqm
ML_DI0005 | Duct Insulation - Glasswool | Duct insulation, Fibre Glass Wool, Density 61 kg/m³, 40mm thick |  |  | sqm
ML_DI0006 | Duct Insulation - Glasswool | Duct insulation, Fibre Glass Wool, Density 61 kg/m³, 50mm thick |  |  | sqm
ML_DI0007 | Duct Insulation - Nitrile rubber | Duct insulation, Closed cell Nitrile rubber, Density 50 kg/m³, 6mm thick |  |  | sqm
ML_DI0008 | Duct Insulation - Nitrile rubber | Duct insulation, Closed cell Nitrile rubber, Density 50 kg/m³, 9mm thick |  |  | sqm
ML_DI0009 | Duct Insulation - Nitrile rubber | Duct insulation, Closed cell Nitrile rubber, Density 50 kg/m³, 13mm thick |  |  | sqm
ML_DI0010 | Duct Insulation - Nitrile rubber | Duct insulation, Closed cell Nitrile rubber, Density 50 kg/m³, 19mm thick |  |  | sqm
ML_DI0011 | Duct Insulation - Nitrile rubber | Duct insulation, Closed cell Nitrile rubber, Density 50 kg/m³, 25mm thick |  |  | sqm
ML_DI0012 | Duct Insulation - Nitrile rubber | Duct insulation, Closed cell Nitrile rubber, Density 50 kg/m³, 32mm thick |  |  | sqm
ML_DI0013 | Duct Insulation - Nitrile rubber | Duct insulation, Closed cell Nitrile rubber, Density 50 kg/m³, 40mm thick |  |  | sqm
ML_DI0014 | Duct Insulation - Nitrile rubber | Duct insulation, Closed cell Nitrile rubber, Density 50 kg/m³, 50mm thick |  |  | sqm
ML_DI0015 | Duct Insulation - Extruded polystyrene (XPS) | Duct insulation, Extruded polystyrene (XPS) insulation, Density 20.8 kg/m³, 30mm thick |  |  | sqm
ML_DI0016 | Duct Insulation - Extruded polystyrene (XPS) | Duct insulation, Extruded polystyrene (XPS) insulation, Density 20.8 kg/m³, 40mm thick |  |  | sqm
ML_DI0017 | Duct Insulation - Extruded polystyrene (XPS) | Duct insulation, Extruded polystyrene (XPS) insulation, Density 20.8 kg/m³, 50mm thick |  |  | sqm
ML_DI0018 | Duct Insulation - Extruded polystyrene (XPS) | Duct insulation, Extruded polystyrene (XPS) insulation, Density 20.8 kg/m³, 75mm thick |  |  | sqm
ML_DI0019 | Duct Insulation - Extruded polystyrene (XPS) | Duct insulation, Extruded polystyrene (XPS) insulation, Density 20.8 kg/m³, 100mm thick |  |  | sqm
ML_DI0020 | Duct Insulation - Extruded polystyrene (XPS) | Duct insulation, Extruded polystyrene (XPS) insulation, Density 24.8 kg/m³, 30mm thick |  |  | sqm
ML_DI0021 | Duct Insulation - Extruded polystyrene (XPS) | Duct insulation, Extruded polystyrene (XPS) insulation, Density 24.8 kg/m³, 40mm thick |  |  | sqm
ML_DI0022 | Duct Insulation - Extruded polystyrene (XPS) | Duct insulation, Extruded polystyrene (XPS) insulation, Density 24.8 kg/m³, 50mm thick |  |  | sqm
ML_DI0023 | Duct Insulation - Extruded polystyrene (XPS) | Duct insulation, Extruded polystyrene (XPS) insulation, Density 24.8 kg/m³, 75mm thick |  |  | sqm
ML_DI0024 | Duct Insulation - Extruded polystyrene (XPS) | Duct insulation, Extruded polystyrene (XPS) insulation, Density 24.8 kg/m³, 100mm thick |  |  | sqm
ML_DI0025 | Duct Insulation - Extruded polystyrene (XPS) | Duct insulation, Extruded polystyrene (XPS) insulation, Density 28.9 kg/m³, 30mm thick |  |  | sqm
ML_DI0026 | Duct Insulation - Extruded polystyrene (XPS) | Duct insulation, Extruded polystyrene (XPS) insulation, Density 28.9 kg/m³, 40mm thick |  |  | sqm
ML_DI0027 | Duct Insulation - Extruded polystyrene (XPS) | Duct insulation, Extruded polystyrene (XPS) insulation, Density 28.9 kg/m³, 50mm thick |  |  | sqm
ML_DI0028 | Duct Insulation - Extruded polystyrene (XPS) | Duct insulation, Extruded polystyrene (XPS) insulation, Density 28.9 kg/m³, 75mm thick |  |  | sqm
ML_DI0029 | Duct Insulation - Extruded polystyrene (XPS) | Duct insulation, Extruded polystyrene (XPS) insulation, Density 28.9 kg/m³, 100mm thick |  |  | sqm
ML_DI0030 | Duct Insulation - Extruded polystyrene (XPS) | Duct insulation, Extruded polystyrene (XPS) insulation, Density 35.3 kg/m³, 30mm thick |  |  | sqm
ML_DI0031 | Duct Insulation - Extruded polystyrene (XPS) | Duct insulation, Extruded polystyrene (XPS) insulation, Density 35.3 kg/m³, 40mm thick |  |  | sqm
ML_DI0032 | Duct Insulation - Extruded polystyrene (XPS) | Duct insulation, Extruded polystyrene (XPS) insulation, Density 35.3 kg/m³, 50mm thick |  |  | sqm
ML_DI0033 | Duct Insulation - Extruded polystyrene (XPS) | Duct insulation, Extruded polystyrene (XPS) insulation, Density 35.3 kg/m³, 75mm thick |  |  | sqm
ML_DI0034 | Duct Insulation - Extruded polystyrene (XPS) | Duct insulation, Extruded polystyrene (XPS) insulation, Density 35.3 kg/m³, 100mm thick |  |  | sqm
ML_DI0035 | Duct Insulation - Extruded polystyrene (XPS) | Duct insulation, Extruded polystyrene (XPS) insulation, Density 48.1 kg/m³, 30mm thick |  |  | sqm
ML_DI0036 | Duct Insulation - Extruded polystyrene (XPS) | Duct insulation, Extruded polystyrene (XPS) insulation, Density 48.1 kg/m³, 40mm thick |  |  | sqm
ML_DI0037 | Duct Insulation - Extruded polystyrene (XPS) | Duct insulation, Extruded polystyrene (XPS) insulation, Density 48.1 kg/m³, 50mm thick |  |  | sqm
ML_DI0038 | Duct Insulation - Extruded polystyrene (XPS) | Duct insulation, Extruded polystyrene (XPS) insulation, Density 48.1 kg/m³, 75mm thick |  |  | sqm
ML_DI0039 | Duct Insulation - Extruded polystyrene (XPS) | Duct insulation, Extruded polystyrene (XPS) insulation, Density 48.1 kg/m³, 100mm thick |  |  | sqm
ML_DI0040 | Duct Insulation - Expanded polystyrene (EPS) | Duct insulation, Expanded polystyrene (EPS) insulation, Density 15 kg/m³, 30mm thick |  |  | sqm
ML_DI0041 | Duct Insulation - Expanded polystyrene (EPS) | Duct insulation, Expanded polystyrene (EPS) insulation, Density 15 kg/m³, 40mm thick |  |  | sqm
ML_DI0042 | Duct Insulation - Expanded polystyrene (EPS) | Duct insulation, Expanded polystyrene (EPS) insulation, Density 15 kg/m³,50mm thick |  |  | sqm
ML_DI0043 | Duct Insulation - Expanded polystyrene (EPS) | Duct insulation, Expanded polystyrene (EPS) insulation, Density 20 kg/m³, 30mm thick |  |  | sqm
ML_DI0044 | Duct Insulation - Expanded polystyrene (EPS) | Duct insulation, Expanded polystyrene (EPS) insulation, Density 20 kg/m³, 40mm thick |  |  | sqm
ML_DI0045 | Duct Insulation - Expanded polystyrene (EPS) | Duct insulation, Expanded polystyrene (EPS) insulation, Density 20 kg/m³,50mm thick |  |  | sqm
ML_DI0046 | Duct Insulation - Expanded polystyrene (EPS) | Duct insulation, Expanded polystyrene (EPS) insulation, Density 25 kg/m³, 30mm thick |  |  | sqm
ML_DI0047 | Duct Insulation - Expanded polystyrene (EPS) | Duct insulation, Expanded polystyrene (EPS) insulation, Density 25 kg/m³, 40mm thick |  |  | sqm
ML_DI0048 | Duct Insulation - Expanded polystyrene (EPS) | Duct insulation, Expanded polystyrene (EPS) insulation, Density 25 kg/m³,50mm thick |  |  | sqm
ML_DI0049 | Duct Insulation - Expanded polystyrene (EPS) | Duct insulation, Expanded polystyrene (EPS) insulation, Density 30 kg/m³, 30mm thick |  |  | sqm
ML_DI0050 | Duct Insulation - Expanded polystyrene (EPS) | Duct insulation, Expanded polystyrene (EPS) insulation, Density 30 kg/m³, 40mm thick |  |  | sqm
ML_DI0051 | Duct Insulation - Expanded polystyrene (EPS) | Duct insulation, Expanded polystyrene (EPS) insulation, Density 30 kg/m³,50mm thick |  |  | sqm
ML_DI0052 | Duct Insulation - Expanded polystyrene (EPS) | Duct insulation, Expanded polystyrene (EPS) insulation, Density 35 kg/m³, 30mm thick |  |  | sqm
ML_DI0053 | Duct Insulation - Expanded polystyrene (EPS) | Duct insulation, Expanded polystyrene (EPS) insulation, Density 35 kg/m³, 40mm thick |  |  | sqm
ML_DI0054 | Duct Insulation - Expanded polystyrene (EPS) | Duct insulation, Expanded polystyrene (EPS) insulation, Density 35 kg/m³,50mm thick |  |  | sqm
ML_DI0055 | Duct Insulation - Green (XLPE) | Duct insulation, XLPE (Green Insulation, 19 mm) |  |  | sqm
ML_DI0056 | Duct Insulation - Green (XLPE) | Duct insulation, XLPE (Green Insulation, 32 mm) |  |  | sqm
ML_HURPS0001 | Refrigrent Piping Specialities- Check Valve | Check Valve (Flare to flare) 6.25mm |  |  | nos
ML_HURPS0002 | Refrigrent Piping Specialities- Check Valve | Check Valve (Flare to flare) 9mm |  |  | nos
ML_HURPS0003 | Refrigrent Piping Specialities- Check Valve | Check Valve (Flare to flare) 12.5mm |  |  | nos
ML_HURPS0004 | Refrigrent Piping Specialities- Check Valve | Check Valve (Flare to flare) 15mm |  |  | nos
ML_HURPS0005 | Refrigrent Piping Specialities- Check Valve | Check Valve (Flare to flare) 21mm |  |  | nos
ML_HURPS0006 | Refrigrent Piping Specialities- Check Valve | Check Valve (Solder to Solder)-6.25mm |  |  | nos
ML_HURPS0007 | Refrigrent Piping Specialities- Check Valve | Check Valve (Solder to Solder)-9mm |  |  | nos
ML_HURPS0008 | Refrigrent Piping Specialities- Check Valve | Check Valve (Solder to Solder)-12.5mm |  |  | nos
ML_HURPS0009 | Refrigrent Piping Specialities- Check Valve | Check Valve (Solder to Solder)-15mm |  |  | nos
ML_HURPS0010 | Refrigrent Piping Specialities- Check Valve | Check Valve (Solder to Solder)-21mm |  |  | nos
ML_HURPS0011 | Refrigrent Piping Specialities- Check Valve | Check Valve (Four Bolt)-27mm |  |  | nos
ML_HURPS0012 | Refrigrent Piping Specialities- Check Valve | Check Valve (Four Bolt)-33mm |  |  | nos
ML_HURPS0013 | Refrigrent Piping Specialities- Check Valve | Check Valve (Four Bolt)-39mm |  |  | nos
ML_HURPS0014 | Refrigrent Piping Specialities- Check Valve | Check Valve (Four Bolt)-51mm |  |  | nos
ML_HURPS0015 | Refrigrent Piping Specialities- Check Valve | Check Valve (Four Bolt)-63mm |  |  | nos
ML_HURPS0016 | Refrigrent Piping Specialities- Check Valve | Check Valve (Four Bolt)-75mm |  |  | nos
ML_HURPS0017 | Refrigrent Piping Specialities- Check Valve | Check Valve (Screw Bonnet)-6.25mm |  |  | nos
ML_HURPS0018 | Refrigrent Piping Specialities- Check Valve | Check Valve (Screw Bonnet)-9mm |  |  | nos
ML_HURPS0019 | Refrigrent Piping Specialities- Check Valve | Check Valve (Screw Bonnet)-12.5mm |  |  | nos
ML_HURPS0020 | Refrigrent Piping Specialities- Check Valve | Check Valve (Screw Bonnet)-15mm |  |  | nos
ML_HURPS0021 | Refrigrent Piping Specialities- Check Valve | Check Valve (Screw Bonnet)-21mm |  |  | nos
ML_HURPS0022 | Refrigrent Piping Specialities- Check Valve | Check Valve (Megnetic Type)-6.25mm |  |  | nos
ML_HURPS0023 | Refrigrent Piping Specialities- Check Valve | Check Valve (Megnetic Type)-9mm |  |  | nos
ML_HURPS0024 | Refrigrent Piping Specialities- Check Valve | Check Valve (Megnetic Type)-12.5mm |  |  | nos
ML_HURPS0025 | Refrigrent Piping Specialities- Check Valve | Check Valve (Megnetic Type)-15mm |  |  | nos
ML_HURPS0026 | Refrigrent Piping Specialities- Check Valve | Check Valve (Megnetic Type)-21mm |  |  | nos
ML_HURPS0027 | Refrigrent Piping Specialities- Check Valve | Check Valve (Megnetic Type)-27mm |  |  | nos
ML_HURPS0028 | Refrigrent Piping Specialities- Check Valve | Check Valve (Megnetic Type)-33mm |  |  | nos
ML_HURPS0029 | Refrigrent Piping Specialities- Check Valve | Check Valve (Megnetic Type)-39mm |  |  | nos
ML_HURPS0030 | Refrigrent Piping Specialities- Check Valve | Check Valve (Megnetic Type)-51mm |  |  | nos
ML_HURPS0031 | Refrigrent Piping Specialities- Check Valve | Check Valve (Megnetic Type)-63mm |  |  | nos
ML_HURPS0032 | Refrigrent Piping Specialities- Check Valve | Check Valve (Megnetic Type)-75mm |  |  | nos
ML_HURPS0033 | Refrigrent Piping Specialities-Compressor valve | Compressor valve - Brass Double Port 45 degree 9mm |  |  | nos
ML_HURPS0034 | Refrigrent Piping Specialities-Compressor valve | Compressor valve - Brass Double Port 45 degree 12mm |  |  | nos
ML_HURPS0035 | Refrigrent Piping Specialities-Compressor valve | Compressor valve - Brass Double Port 45 degree 15mm |  |  | nos
ML_HURPS0036 | Refrigrent Piping Specialities-Compressor valve | Compressor valve - Brass Straight Port 45 Degree Flare 18mm |  |  | nos
ML_HURPS0037 | Refrigrent Piping Specialities-Compressor valve | Compressor valve - Brass Double Port Solder 9mm |  |  | nos
ML_HURPS0038 | Refrigrent Piping Specialities-Compressor valve | Compressor valve - Brass Double Port Solder 12mm |  |  | nos
ML_HURPS0039 | Refrigrent Piping Specialities-Compressor valve | Compressor valve - Brass Double Port Solder 15mm |  |  | nos
ML_HURPS0040 | Refrigrent Piping Specialities-Compressor valve | Compressor valve - Brass Straight Port Solder 18mm |  |  | nos
ML_HURPS0041 | Refrigrent Piping Specialities-Compressor valve | Compressor valve - Brass Straight Port Solder 21mm |  |  | nos
ML_HURPS0042 | Refrigrent Piping Specialities-Compressor valve | Compressor valve - Brass Straight Port Solder 27mm |  |  | nos
ML_HURPS0043 | Refrigrent Piping Specialities-Compressor valve | Compressor valve - Brass Flange Union Solder 18mm |  |  | nos
ML_HURPS0044 | Refrigrent Piping Specialities-Compressor valve | Compressor valve - Brass Flange Union Solder 21mm |  |  | nos
ML_HURPS0045 | Refrigrent Piping Specialities-Compressor valve | Compressor valve - Brass Flange Union Solder 27mm |  |  | nos
ML_HURPS0046 | Refrigrent Piping Specialities-Compressor valve | Compressor valve - Brass Flange Union Solder 33mm |  |  | nos
ML_HURPS0047 | Refrigrent Piping Specialities-Compressor valve | Compressor Valve-Four-Bolt Mounting, Access Port 39mm |  |  | nos
ML_HURPS0048 | Refrigrent Piping Specialities-Compressor valve | Compressor Valve-Four-Bolt Mounting, Access Port 51mm |  |  | nos
ML_HURPS0049 | Refrigrent Piping Specialities- Diaphragm valve | Diaphragm Packless valve-Straight, Flare to Flare 6.25mm |  |  | nos
ML_HURPS0050 | Refrigrent Piping Specialities- Diaphragm valve | Diaphragm Packless valve-Straight, Flare to Flare 9mm |  |  | nos
ML_HURPS0051 | Refrigrent Piping Specialities- Diaphragm valve | Diaphragm Packless valve-Straight, Flare to Flare 12.5mm |  |  | nos
ML_HURPS0052 | Refrigrent Piping Specialities- Diaphragm valve | Diaphragm Packless valve-Straight, Flare to Flare 15mm |  |  | nos
ML_HURPS0053 | Refrigrent Piping Specialities- Diaphragm valve | Diaphragm Packless valve- Straight, Solder to Solder Extended Ends 6mm |  |  | nos
ML_HURPS0054 | Refrigrent Piping Specialities- Diaphragm valve | Diaphragm Packless valve- Straight, Solder to Solder Extended Ends 9mm |  |  | nos
ML_HURPS0055 | Refrigrent Piping Specialities- Diaphragm valve | Diaphragm Packless valve- Straight, Solder to Solder Extended Ends 12.5mm |  |  | nos
ML_HURPS0056 | Refrigrent Piping Specialities- Diaphragm valve | Diaphragm Packless valve- Straight, Solder to Solder Extended Ends 15mm |  |  | nos
ML_HURPS0057 | Refrigrent Piping Specialities- Diaphragm valve | Diaphragm Packless valve- Straight, Solder to Solder 6mm |  |  | nos
ML_HURPS0058 | Refrigrent Piping Specialities- Diaphragm valve | Diaphragm Packless valve- Straight, Solder to Solder 9mm |  |  | nos
ML_HURPS0059 | Refrigrent Piping Specialities- Diaphragm valve | Diaphragm Packless valve- Straight, Solder to Solder 12.5mm |  |  | nos
ML_HURPS0060 | Refrigrent Piping Specialities- Diaphragm valve | Diaphragm Packless valve- Straight, Solder to Solder 15mm |  |  | nos
ML_HURPS0061 | Refrigrent Piping Specialities- Diaphragm valve | Diaphragm Packless valve- Angle, Solder to Solder 6mm |  |  | nos
ML_HURPS0062 | Refrigrent Piping Specialities- Diaphragm valve | Diaphragm Packless valve- Angle, Solder to Solder 9mm |  |  | nos
ML_HURPS0063 | Refrigrent Piping Specialities- Diaphragm valve | Diaphragm Packless valve- Angle, Solder to Solder 12.5mm |  |  | nos
ML_HURPS0064 | Refrigrent Piping Specialities- Diaphragm valve | Diaphragm Packless valve- Angle, Solder to Solder 15mm |  |  | nos
ML_HURPS0065 | Refrigrent Piping Specialities- Angle Isolating Valve | Angle Isolating Valve-Flange Union Solder-15mmx 15mm |  |  | nos
ML_HURPS0066 | Refrigrent Piping Specialities- Angle Isolating Valve | Angle Isolating Valve-Flange Union Solder-20mmx 20mm |  |  | nos
ML_HURPS0067 | Refrigrent Piping Specialities- Angle Isolating Valve | Angle Isolating Valve-Flange Union Solder-27mmx 27mm |  |  | nos
ML_HURPS0068 | Refrigrent Piping Specialities- Angle Isolating Valve | Angle Isolating Valve-Flange Union Solder-33mmx 33mm |  |  | nos
ML_HURPS0069 | Refrigrent Piping Specialities- Angle Isolating Valve | Angle Isolating Valve-Flange Union Solder-40mmx 40mm |  |  | nos
ML_HURPS0070 | Refrigrent Piping Specialities- Angle Isolating Valve | Angle Isolating Valve-Solder to Rotolock-15mmx 25mm |  |  | nos
ML_HURPS0071 | Refrigrent Piping Specialities- Angle Isolating Valve | Angle Isolating Valve-Solder to Rotolock-20mmx 30mm |  |  | nos
ML_HURPS0072 | Refrigrent Piping Specialities- Angle Isolating Valve | Angle Isolating Valve-Solder to Rotolock-27mmx 24mm |  |  | nos
ML_HURPS0073 | Refrigrent Piping Specialities- Angle Isolating Valve | Angle Isolating Valve-Solder to Rotolock-33mmx 42mm |  |  | nos
ML_HURPS0074 | Refrigrent Piping Specialities- Angle Isolating Valve | Angle Isolating Valve-Solder to Rotolock-39mmx 54mm |  |  | nos
ML_HURPS0075 | Refrigrent Piping Specialities - Ball Valve | Ball Valve-Cast Iron 32mm |  |  | nos
ML_HURPS0076 | Refrigrent Piping Specialities - Ball Valve | Ball Valve-Cast Iron 40mm |  |  | nos
ML_HURPS0077 | Refrigrent Piping Specialities - Ball Valve | Ball Valve-Cast Iron 50mm |  |  | nos
ML_HURPS0078 | Refrigrent Piping Specialities - Ball Valve | Ball Valve-Cast Iron 100mm |  |  | nos
ML_HURPS0079 | Refrigrent Piping Specialities - Ball Valve | Ball Valve-Cast Iron 150mm |  |  | nos
ML_HURPS0080 | Refrigrent Piping Specialities - Ball Valve | Ball Valve-Carbon Steel 32mm |  |  | nos
ML_HURPS0081 | Refrigrent Piping Specialities - Ball Valve | Ball Valve-Carbon Steel 40mm |  |  | nos
ML_HURPS0082 | Refrigrent Piping Specialities - Ball Valve | Ball Valve-Carbon Steel 50mm |  |  | nos
ML_HURPS0083 | Refrigrent Piping Specialities - Ball Valve | Ball Valve-Carbon Steel 100mm |  |  | nos
ML_HURPS0084 | Refrigrent Piping Specialities - Ball Valve | Ball Valve-Carbon Steel 150mm |  |  | nos
ML_HURPS0085 | Refrigrent Piping Specialities - Packed line valves | Packed line valves-(Backseating NPTFE Inlet to Solder) 12mmx 12mm |  |  | nos
ML_HURPS0086 | Refrigrent Piping Specialities - Packed line valves | Packed line valves-(Backseating NPTFE Inlet to Solder) 12mmx 15mm |  |  | nos
ML_HURPS0087 | Refrigrent Piping Specialities - Packed line valves | Packed line valves-(Backseating NPTFE Inlet to Flare) 12mmx 12mm |  |  | nos
ML_HURPS0088 | Refrigrent Piping Specialities - Packed line valves | Packed line valves-(Backseating NPTFE Inlet to Flare) 12mmx 15mm |  |  | nos
ML_HURPS0089 | Refrigrent Piping Specialities - Packed line valves | Packed line valves-( Backseating Solder to Solder ) 15mmx 15mm |  |  | nos
ML_HURPS0090 | Refrigrent Piping Specialities - Packed line valves | Packed line valves-( Backseating Solder to Solder ) 21mmx 21mm |  |  | nos
ML_HURPS0091 | Refrigrent Piping Specialities - Packed line valves | Packed line valves-(Non-Backseating NPTFE Inlet to Flare ) 6mmx 6mm |  |  | nos
ML_HURPS0092 | Refrigrent Piping Specialities - Packed line valves | Packed line valves-(Non-Backseating NPTFE Inlet to Flare ) 6mmx 9mm |  |  | nos
ML_HURPS0093 | Refrigrent Piping Specialities - Packed line valves | Packed line valves-(Non-Backseating NPTFE Inlet to Flare ) 9mmx 9mm |  |  | nos
ML_HURPS0094 | Refrigrent Piping Specialities - Packed line valves | Packed line valves-(Non-Backseating NPTFE Inlet to Flare ) 9mmx 12mm |  |  | nos
ML_HURPS0095 | Refrigrent Piping Specialities - Filter Driers | Filter Driers-(Liquid Line Flare) 6mm |  |  | nos
ML_HURPS0096 | Refrigrent Piping Specialities - Filter Driers | Filter Driers-(Liquid Line Flare) 9mm |  |  | nos
ML_HURPS0097 | Refrigrent Piping Specialities - Filter Driers | Filter Driers-(Liquid Line Flare) 15mm |  |  | nos
ML_HURPS0098 | Refrigrent Piping Specialities - Filter Driers | Filter Driers-(Liquid Line Flare) 18mm |  |  | nos
ML_HURPS0099 | Refrigrent Piping Specialities - Filter Driers | Filter Driers-(Liquid Line Flare) 21mm |  |  | nos
ML_HURPS0100 | Refrigrent Piping Specialities - Filter Driers | Filter Driers-(Liquid Line Flare) 27mm |  |  | nos
ML_HURPS0101 | Refrigrent Piping Specialities - Filter Driers | Filter Driers-( Suction Line Flare ) 15mm |  |  | nos
ML_HURPS0102 | Refrigrent Piping Specialities - Filter Driers | Filter Driers-( Suction Line Flare ) 18mm |  |  | nos
ML_HURPS0103 | Refrigrent Piping Specialities - Filter Driers | Filter Driers-(Suction Line Solder) 6mm |  |  | nos
ML_HURPS0104 | Refrigrent Piping Specialities - Filter Driers | Filter Driers-(Suction Line Solder) 9mm |  |  | nos
ML_HURPS0105 | Refrigrent Piping Specialities - Filter Driers | Filter Driers-(Suction Line Solder) 15mm |  |  | nos
ML_HURPS0106 | Refrigrent Piping Specialities - Filter Driers | Filter Driers-(Suction Line Solder) 18mm |  |  | nos
ML_HURPS0107 | Refrigrent Piping Specialities - Filter Driers | Filter Driers-(Suction Line Solder) 21mm |  |  | nos
ML_HURPS0108 | Refrigrent Piping Specialities - Filter Driers | Filter Driers-(Suction Line Solder) 27mm |  |  | nos
ML_HURPS0109 | Refrigrent Piping Specialities - Filter Driers | Filter Driers-(Liquid Line Solder ) 6mm |  |  | nos
ML_HURPS0110 | Refrigrent Piping Specialities - Filter Driers | Filter Driers-(Liquid Line Solder ) 9mm |  |  | nos
ML_HURPS0111 | Refrigrent Piping Specialities - Filter Driers | Filter Driers-(Liquid Line Solder ) 15mm |  |  | nos
ML_HURPS0112 | Refrigrent Piping Specialities - Filter Driers | Filter Driers-(Liquid Line Solder ) 18mm |  |  | nos
ML_HURPS0113 | Refrigrent Piping Specialities - Filter Driers | Filter Driers-(Liquid Line Solder ) 21mm |  |  | nos
ML_HURPS0114 | Refrigrent Piping Specialities - Filter Driers | Filter Driers-(Liquid Line Solder ) 27mm |  |  | nos
ML_HURPS0115 | Refrigrent Piping Specialities - Strainer | Strainer -( Copper Inline ) 9mm |  |  | nos
ML_HURPS0116 | Refrigrent Piping Specialities - Strainer | Strainer -(Brass Y Type ODS Connection ) 9mm |  |  | nos
ML_HURPS0117 | Refrigrent Piping Specialities - Strainer | Strainer -(Brass Y Type ODS Connection ) 12mm |  |  | nos
ML_HURPS0118 | Refrigrent Piping Specialities - Strainer | Strainer -(Brass Y Type ODS Connection ) 15mm |  |  | nos
ML_HURPS0119 | Refrigrent Piping Specialities - Strainer | Strainer -(Brass Y Type NPT Connection ) 9mm |  |  | nos
ML_HURPS0120 | Refrigrent Piping Specialities - Strainer | Strainer -(Brass Y Type NPT Connection ) 12mm |  |  | nos
ML_GRV0001 | Fastner | 10mm Fastner |  |  | nos
ML_GRV0002 | Gravity Ventilator | 200mm dia Gravity Ventilator |  |  | nos
ML_GRV0003 | Gravity Ventilator | 250mm dia Gravity Ventilator |  |  | nos
ML_GRV0004 | Gravity Ventilator | 300mm dia Gravity Ventilator |  |  | nos
ML_GRV0005 | Gravity Ventilator | 355mm dia Gravity Ventilator |  |  | nos
ML_GRV0006 | Gravity Ventilator | 400mm dia Gravity Ventilator |  |  | nos
ML_GRV0007 | Gravity Ventilator | 450mm dia Gravity Ventilator |  |  | nos
ML_GRV0008 | Gravity Ventilator | 500mm dia Gravity Ventilator |  |  | nos
ML_GRV0009 | Gravity Ventilator | 630mm dia Gravity Ventilator |  |  | nos
ML_GRV0010 | Gravity Ventilator | 710mm dia Gravity Ventilator |  |  | nos
ML_VRF0001 | Outdoor Units for Variable Refrigerant Flow HVAC Systems | 6 HP Outdoor Unit for Standard Variable Refrigerant Flow HVAC Systems |  |  | nos
ML_VRF0002 | Outdoor Units for Variable Refrigerant Flow HVAC Systems | 8HP Outdoor Unit for Standard Variable Refrigerant Flow HVAC Systems |  |  | nos
ML_VRF0003 | Outdoor Units for Variable Refrigerant Flow HVAC Systems | 10HPOutdoor Unit for Standard Variable Refrigerant Flow HVAC Systems |  |  | nos
ML_VRF0004 | Outdoor Units for Variable Refrigerant Flow HVAC Systems | 12HP Outdoor Unit for Standard Variable Refrigerant Flow HVAC Systems |  |  | nos
ML_VRF0005 | Outdoor Units for Variable Refrigerant Flow HVAC Systems | 14HPOutdoor Unit for Standard Variable Refrigerant Flow HVAC Systems |  |  | nos
ML_VRF0006 | Outdoor Units for Variable Refrigerant Flow HVAC Systems | 16HP Outdoor Unit for Standard Variable Refrigerant Flow HVAC Systems |  |  | nos
ML_VRF0007 | Outdoor Units for Variable Refrigerant Flow HVAC Systems | 18 HP Outdoor Unit for Standard Variable Refrigerant Flow HVAC Systems |  |  | nos
ML_VRF0008 | Outdoor Units for Variable Refrigerant Flow HVAC Systems | 20 HP Outdoor Unit for Standard Variable Refrigerant Flow HVAC Systems |  |  | nos
ML_VRF0009 | Outdoor Units for Variable Refrigerant Flow HVAC Systems | 22HP Outdoor Unit for Standard Variable Refrigerant Flow HVAC Systems |  |  | nos
ML_VRF0010 | Outdoor Units for Variable Refrigerant Flow HVAC Systems | 24HP Outdoor Unit for Standard Variable Refrigerant Flow HVAC Systems |  |  | nos
ML_VRF0011 | Outdoor Units for Variable Refrigerant Flow HVAC Systems | 26HP Outdoor Unit for Standard Variable Refrigerant Flow HVAC Systems |  |  | nos
ML_VRF0012 | Outdoor Units for Variable Refrigerant Flow HVAC Systems | 28HP Outdoor Unit for Standard Variable Refrigerant Flow HVAC Systems |  |  | nos
ML_VRF0013 | Outdoor Units for Variable Refrigerant Flow HVAC Systems | 30HP Outdoor Unit for Standard Variable Refrigerant Flow HVAC Systems |  |  | nos
ML_VRF0014 | Outdoor Units for Variable Refrigerant Flow HVAC Systems | 32HP Outdoor Unit for Standard Variable Refrigerant Flow HVAC Systems |  |  | nos
ML_VRF0015 | Outdoor Units for Variable Refrigerant Flow HVAC Systems | 34HP Outdoor Unit for Standard Variable Refrigerant Flow HVAC Systems |  |  | nos
ML_VRF0016 | Outdoor Units for Variable Refrigerant Flow HVAC Systems | 36HP Outdoor Unit for Standard Variable Refrigerant Flow HVAC Systems |  |  | nos
ML_VRF0017 | Outdoor Units for Variable Refrigerant Flow HVAC Systems | 38HP Outdoor Unit for Standard Variable Refrigerant Flow HVAC Systems |  |  | nos
ML_VRF0018 | Outdoor Units for Variable Refrigerant Flow HVAC Systems | 40HP Outdoor Unit for Standard Variable Refrigerant Flow HVAC Systems |  |  | nos
ML_VRF0019 | Outdoor Units for Variable Refrigerant Flow HVAC Systems | 42HP Outdoor Unit for Standard Variable Refrigerant Flow HVAC Systems |  |  | nos
ML_VRF0020 | Outdoor Units for Variable Refrigerant Flow HVAC Systems | 44HP Outdoor Unit for Standard Variable Refrigerant Flow HVAC Systems |  |  | nos
ML_VRF0021 | Outdoor Units for Variable Refrigerant Flow HVAC Systems | Outdoor Unit of 46HP Standard Variable Refrigerant Flow HVAC Systems |  |  | nos
ML_VRF0022 | Outdoor Units for Variable Refrigerant Flow HVAC Systems | 48 HP Outdoor Unit for Standard Variable Refrigerant Flow HVAC Systems |  |  | nos
ML_VRF0023 | Outdoor Units for Variable Refrigerant Flow HVAC Systems | 50HP Outdoor Unit for Standard Variable Refrigerant Flow HVAC Systems |  |  | nos
ML_VRF0024 | Outdoor Units for Variable Refrigerant Flow HVAC Systems | 52HP Outdoor Unit for Standard Variable Refrigerant Flow HVAC Systems |  |  | nos
ML_VRF0025 | Outdoor Units for Variable Refrigerant Flow HVAC Systems | 54HP Outdoor Unit for Standard Variable Refrigerant Flow HVAC Systems |  |  | nos
ML_VRF0026 | Outdoor Units for Variable Refrigerant Flow HVAC Systems | 56HP Outdoor Unit for Standard Variable Refrigerant Flow HVAC Systems |  |  | nos
ML_VRF0027 | Outdoor Units for Variable Refrigerant Flow HVAC Systems | 58HP Outdoor Unit for Standard Variable Refrigerant Flow HVAC Systems |  |  | nos
ML_VRF0028 | Outdoor Units for Variable Refrigerant Flow HVAC Systems | 60HP Outdoor Unit for Standard Variable Refrigerant Flow HVAC Systems |  |  | nos
ML_VRF0029 | Ductable indoor Units for Variable Refrigerant Flow HVAC Systems | 0.8HP Ducted Units for Variable Refrigerant Flow HVAC Systems |  |  | nos
ML_VRF0030 | Ductable indoor Units for Variable Refrigerant Flow HVAC Systems | 1HP Ducted Units for Variable Refrigerant Flow HVAC Systems |  |  | nos
ML_VRF0031 | Ductable indoor Units for Variable Refrigerant Flow HVAC Systems | 1.25HP Ducted Units for Variable Refrigerant Flow HVAC Systems |  |  | nos
ML_VRF0032 | Ductable indoor Units for Variable Refrigerant Flow HVAC Systems | 1.6HP Ducted Units for Variable Refrigerant Flow HVAC Systems |  |  | nos
ML_VRF0033 | Ductable indoor Units for Variable Refrigerant Flow HVAC Systems | 2HP Ducted Units for Variable Refrigerant Flow HVAC Systems |  |  | nos
ML_VRF0034 | Ductable indoor Units for Variable Refrigerant Flow HVAC Systems | 2.5HP Ducted Units for Variable Refrigerant Flow HVAC Systems |  |  | nos
ML_VRF0035 | Ductable indoor Units for Variable Refrigerant Flow HVAC Systems | 3.2HP Ducted Units for Variable Refrigerant Flow HVAC Systems |  |  | nos
ML_VRF0036 | Ductable indoor Units for Variable Refrigerant Flow HVAC Systems | 4HP Ducted Units for Variable Refrigerant Flow HVAC Systems |  |  | nos
ML_VRF0037 | Ductable indoor Units for Variable Refrigerant Flow HVAC Systems | 5HP Ducted Units for Variable Refrigerant Flow HVAC Systems |  |  | nos
ML_VRF0038 | Ductable indoor Units for Variable Refrigerant Flow HVAC Systems | 6HP Ducted Units for Variable Refrigerant Flow HVAC Systems |  |  | nos
ML_VRF0039 | Ductable indoor Units for Variable Refrigerant Flow HVAC Systems | 8HP Ducted Units for Variable Refrigerant Flow HVAC Systems |  |  | nos
ML_VRF0040 | Ductable indoor Units for Variable Refrigerant Flow HVAC Systems | 10HP Ducted Units for Variable Refrigerant Flow HVAC Systems |  |  | nos
ML_VRF0041 | cassette Type Indoor for Unit - 4 Way Variable Refrigerant Flow HVAC Systems | 0.8HP Cassette Unit - 4 Way for Variable Refrigerant Flow HVAC Systems |  |  | nos
ML_VRF0042 | cassette Type Indoor for Unit - 4 Way Variable Refrigerant Flow HVAC Systems | 1HP Cassette Unit - 4 Way for Variable Refrigerant Flow HVAC Systems |  |  | nos
ML_VRF0043 | cassette Type Indoor for Unit - 4 Way Variable Refrigerant Flow HVAC Systems | 1.25HP Cassette Unit - 4 Way for Variable Refrigerant Flow HVAC Systems |  |  | nos
ML_VRF0044 | cassette Type Indoor for Unit - 4 Way Variable Refrigerant Flow HVAC Systems | 1.6 HP Cassette Unit - 4 Way for Variable Refrigerant Flow HVAC Systems |  |  | nos
ML_VRF0045 | cassette Type Indoor for Unit - 4 Way Variable Refrigerant Flow HVAC Systems | 2HP Cassette Unit - 4 Way for Variable Refrigerant Flow HVAC Systems |  |  | nos
ML_VRF0046 | cassette Type Indoor for Unit - 4 Way Variable Refrigerant Flow HVAC Systems | 2.5HP Cassette Unit - 4 Way for Variable Refrigerant Flow HVAC Systems |  |  | nos
ML_VRF0047 | cassette Type Indoor for Unit - 4 Way Variable Refrigerant Flow HVAC Systems | 3HP Cassette Unit - 4 Way for Variable Refrigerant Flow HVAC Systems |  |  | nos
ML_VRF0048 | cassette Type Indoor for Unit - 4 Way Variable Refrigerant Flow HVAC Systems | 3.2HP Cassette Unit - 4 Way for Variable Refrigerant Flow HVAC Systems |  |  | nos
ML_VRF0049 | cassette Type Indoor for Unit - 4 Way Variable Refrigerant Flow HVAC Systems | 4HP Cassette Unit - 4 Way for Variable Refrigerant Flow HVAC Systems |  |  | nos
ML_VRF0050 | cassette Type Indoor for Unit - 4 Way Variable Refrigerant Flow HVAC Systems | 5HP Cassette Unit - 4 Way for Variable Refrigerant Flow HVAC Systems |  |  | nos
ML_VRF0041 | cassette Type Indoor for Unit - 2 Way Variable Refrigerant Flow HVAC Systems | 0.8HP Cassette Unit - 2 Way for Variable Refrigerant Flow HVAC Systems |  |  | nos
ML_VRF0042 | cassette Type Indoor for Unit - 2 Way Variable Refrigerant Flow HVAC Systems | 1HP Cassette Unit - 2 Way for Variable Refrigerant Flow HVAC Systems |  |  | nos
ML_VRF0043 | cassette Type Indoor for Unit - 2 Way Variable Refrigerant Flow HVAC Systems | 1.25HP Cassette Unit - 2 Way for Variable Refrigerant Flow HVAC Systems |  |  | nos
ML_VRF0044 | cassette Type Indoor for Unit - 2 Way Variable Refrigerant Flow HVAC Systems | 1.6 HP Cassette Unit - 2 Way for Variable Refrigerant Flow HVAC Systems |  |  | nos
ML_VRF0046 | cassette Type Indoor for Unit - 2 Way Variable Refrigerant Flow HVAC Systems | 2.5HP Cassette Unit - 2 Way for Variable Refrigerant Flow HVAC Systems |  |  | nos
ML_VRF0047 | cassette Type Indoor for Unit - 2 Way Variable Refrigerant Flow HVAC Systems | 3HP Cassette Unit - 2 Way for Variable Refrigerant Flow HVAC Systems |  |  | nos
ML_VRF0048 | cassette Type Indoor for Unit - 2 Way Variable Refrigerant Flow HVAC Systems | 3.2HP Cassette Unit - 2 Way for Variable Refrigerant Flow HVAC Systems |  |  | nos
ML_VRF0049 | cassette Type Indoor for Unit - 2 Way Variable Refrigerant Flow HVAC Systems | 2HP Cassette Unit - 2 Way for Variable Refrigerant Flow HVAC Systems |  |  | nos
ML_VRF0050 | cassette Type Indoor for Unit - 2 Way Variable Refrigerant Flow HVAC Systems | 5HP Cassette Unit - 2 Way for Variable Refrigerant Flow HVAC Systems |  |  | nos
ML_VRF0051 | Hi Wall Type Indoor Units for Variable Refrigerant Flow HVAC Systems | 0.8 HP Hi-Wall Unit for Variable Refrigerant Flow HVAC Systems |  |  | nos
ML_VRF0052 | Hi Wall Type Indoor Units for Variable Refrigerant Flow HVAC Systems | 1HP Hi-Wall Unit for Variable Refrigerant Flow HVAC Systems |  |  | nos
ML_VRF0053 | Hi Wall Type Indoor Units for Variable Refrigerant Flow HVAC Systems | Hi-Wall Unit of 1.25HP Variable Refrigerant Flow HVAC Systems |  |  | nos
ML_VRF0054 | Hi Wall Type Indoor Units for Variable Refrigerant Flow HVAC Systems | 1.6HP Hi-Wall Unit for Variable Refrigerant Flow HVAC Systems |  |  | nos
ML_VRF0055 | Hi Wall Type Indoor Units for Variable Refrigerant Flow HVAC Systems | 2HP Hi-Wall Unit for Variable Refrigerant Flow HVAC Systems |  |  | nos
ML_VRF0056 | Hi Wall Type Indoor Units for Variable Refrigerant Flow HVAC Systems | 2.5HP Hi-Wall Unit for Variable Refrigerant Flow HVAC Systems |  |  | nos
ML_HVACPI001 | Pipe Insulation- Fibre Glass wool | 75mm thick mineral wool (non combustible) having density of 144 Kg/cu m |  |  | sqm
ML_HVACPI002 | Pipe Insulation- Fibre Glass wool | 65mm thick mineral wool (non combustible) having density of 144 Kg/cu m |  |  | sqm
ML_HVACPI003 | Pipe Insulation- Fibre Glass wool | 50mm thick mineral wool (non combustible) having density of 144 Kg/cu m |  |  | sqm
ML_HVACPI004 | Pipe Insulation- Fibre Glass wool | 40mm thick mineral wool (non combustible) having density of 144 Kg/cu m |  |  | sqm
ML_HVACPI005 | Pipe Insulation- Fibre Glass wool | 25mm thick mineral wool (non combustible) having density of 144 Kg/cu m |  |  | sqm
ML_HVACPI006 | Pipe Insulation - Nitrile rubber tube insulation | 6mm dia pipe, Thermal Conductivity of sheet ≤ 0.033W/M◦K 6mm thick Nitrile Rubber Insulation Thermal Conductivity ≤ 0.034W/M◦K |  |  | m
ML_HVACPI007 | Pipe Insulation - Nitrile rubber tube insulation | 8mm dia pipe, Thermal Conductivity of sheet ≤ 0.033W/M◦K 6mm thick Nitrile Rubber Insulation Thermal Conductivity ≤ 0.034W/M◦K |  |  | m
ML_HVACPI008 | Pipe Insulation - Nitrile rubber tube insulation | 10mm dia pipe, Thermal Conductivity of sheet ≤ 0.033W/M◦K 6mm thick Nitrile Rubber Insulation Thermal Conductivity ≤ 0.034W/M◦K |  |  | m
ML_HVACPI009 | Pipe Insulation - Nitrile rubber tube insulation | 12mm dia pipe, Thermal Conductivity of sheet ≤ 0.033W/M◦K 6mm thick Nitrile Rubber Insulation Thermal Conductivity ≤ 0.034W/M◦K |  |  | m
ML_HVACPI010 | Pipe Insulation - Nitrile rubber tube insulation | 15mm dia pipe, Thermal Conductivity of sheet ≤ 0.033W/M◦K 6mm thick Nitrile Rubber Insulation Thermal Conductivity ≤ 0.034W/M◦K |  |  | m
ML_HVACPI011 | Pipe Insulation - Nitrile rubber tube insulation | 18mm dia pipe, Thermal Conductivity of sheet ≤ 0.033W/M◦K 6mm thick Nitrile Rubber Insulation Thermal Conductivity ≤ 0.034W/M◦K |  |  | m
ML_HVACPI012 | Pipe Insulation - Nitrile rubber tube insulation | 20mm dia pipe, Thermal Conductivity of sheet ≤ 0.033W/M◦K 6mm thick Nitrile Rubber Insulation Thermal Conductivity ≤ 0.034W/M◦K |  |  | m
ML_HVACPI013 | Pipe Insulation - Nitrile rubber tube insulation | 22mm dia pipe, Thermal Conductivity of sheet ≤ 0.033W/M◦K 6mm thick Nitrile Rubber Insulation Thermal Conductivity ≤ 0.034W/M◦K |  |  | m
ML_HVACPI014 | Pipe Insulation - Nitrile rubber tube insulation | 28mm dia pipe, Thermal Conductivity of sheet ≤ 0.033W/M◦K 6mm thick Nitrile Rubber Insulation Thermal Conductivity ≤ 0.034W/M◦K |  |  | m
ML_HVACPI015 | Pipe Insulation - Nitrile rubber tube insulation | 15mm dia pipe, Thermal Conductivity of sheet ≤ 0.033W/M◦K 9mm thick Nitrile Rubber Insulation Thermal Conductivity ≤ 0.034W/M◦K |  |  | m
ML_HVACPI016 | Pipe Insulation - Nitrile rubber tube insulation | 18mm dia pipe, Thermal Conductivity of sheet ≤ 0.033W/M◦K 9mm thick Nitrile Rubber Insulation Thermal Conductivity ≤ 0.034W/M◦K |  |  | m
ML_HVACPI017 | Pipe Insulation - Nitrile rubber tube insulation | 20mm dia pipe, Thermal Conductivity of sheet ≤ 0.033W/M◦K 9mm thick Nitrile Rubber Insulation Thermal Conductivity ≤ 0.034W/M◦K |  |  | m
ML_HVACPI018 | Pipe Insulation - Nitrile rubber tube insulation | 22mm dia pipe, Thermal Conductivity of sheet ≤ 0.033W/M◦K 9mm thick Nitrile Rubber Insulation Thermal Conductivity ≤ 0.034W/M◦K |  |  | m
ML_HVACPI019 | Pipe Insulation - Nitrile rubber tube insulation | 28mm dia pipe, Thermal Conductivity of sheet ≤ 0.033W/M◦K 9mm thick Nitrile Rubber Insulation Thermal Conductivity ≤ 0.034W/M◦K |  |  | m
ML_HVACPI020 | Pipe Insulation - Nitrile rubber tube insulation | 35mm dia pipe, Thermal Conductivity of sheet ≤ 0.033W/M◦K 9mm thick Nitrile Rubber Insulation Thermal Conductivity ≤ 0.034W/M◦K |  |  | m
ML_HVACPI021 | Pipe Insulation - Nitrile rubber tube insulation | 42mm dia pipe, Thermal Conductivity of sheet ≤ 0.033W/M◦K 9mm thick Nitrile Rubber Insulation Thermal Conductivity ≤ 0.034W/M◦K |  |  | m
ML_HVACPI022 | Pipe Insulation - Nitrile rubber tube insulation | 48mm dia pipe, Thermal Conductivity of sheet ≤ 0.033W/M◦K 9mm thick Nitrile Rubber Insulation Thermal Conductivity ≤ 0.034W/M◦K |  |  | m
ML_HVACPI023 | Pipe Insulation - Nitrile rubber tube insulation | 54mm dia pipe, Thermal Conductivity of sheet ≤ 0.033W/M◦K 9mm thick Nitrile Rubber Insulation Thermal Conductivity ≤ 0.034W/M◦K |  |  | m
ML_HVACPI024 | Pipe Insulation - Nitrile rubber tube insulation | 60mm dia pipe, Thermal Conductivity of sheet ≤ 0.033W/M◦K 9mm thick Nitrile Rubber Insulation Thermal Conductivity ≤ 0.034W/M◦K |  |  | m
ML_HVACPI025 | Pipe Insulation - Nitrile rubber tube insulation | 15mm dia pipe, Thermal Conductivity of sheet ≤ 0.033W/M◦K 13mm thick Nitrile Rubber Insulation Thermal Conductivity ≤ 0.034W/M◦K |  |  | m
ML_HVACPI026 | Pipe Insulation - Nitrile rubber tube insulation | 18mm dia pipe, Thermal Conductivity of sheet ≤ 0.033W/M◦K 13mm thick Nitrile Rubber Insulation Thermal Conductivity ≤ 0.034W/M◦K |  |  | m
ML_HVACPI027 | Pipe Insulation - Nitrile rubber tube insulation | 20mm dia pipe, Thermal Conductivity of sheet ≤ 0.033W/M◦K 13mm thick Nitrile Rubber Insulation Thermal Conductivity ≤ 0.034W/M◦K |  |  | m
ML_HVACPI028 | Pipe Insulation - Nitrile rubber tube insulation | 22mm dia pipe, Thermal Conductivity of sheet ≤ 0.033W/M◦K 13mm thick Nitrile Rubber Insulation Thermal Conductivity ≤ 0.034W/M◦K |  |  | m
ML_HVACPI029 | Pipe Insulation - Nitrile rubber tube insulation | 28mm dia pipe, Thermal Conductivity of sheet ≤ 0.033W/M◦K 13mm thick Nitrile Rubber Insulation Thermal Conductivity ≤ 0.034W/M◦K |  |  | m
ML_HVACPI030 | Pipe Insulation - Nitrile rubber tube insulation | 35mm dia pipe, Thermal Conductivity of sheet ≤ 0.033W/M◦K 13mm thick Nitrile Rubber Insulation Thermal Conductivity ≤ 0.034W/M◦K |  |  | m
ML_HVACPI031 | Pipe Insulation - Nitrile rubber tube insulation | 42mm dia pipe, Thermal Conductivity of sheet ≤ 0.033W/M◦K 13mm thick Nitrile Rubber Insulation Thermal Conductivity ≤ 0.034W/M◦K |  |  | m
ML_HVACPI032 | Pipe Insulation - Nitrile rubber tube insulation | 48mm dia pipe, Thermal Conductivity of sheet ≤ 0.033W/M◦K 13mm thick Nitrile Rubber Insulation Thermal Conductivity ≤ 0.034W/M◦K |  |  | m
ML_HVACPI033 | Pipe Insulation - Nitrile rubber tube insulation | 54mm dia pipe, Thermal Conductivity of sheet ≤ 0.033W/M◦K 13mm thick Nitrile Rubber Insulation Thermal Conductivity ≤ 0.034W/M◦K |  |  | m
ML_HVACPI034 | Pipe Insulation - Nitrile rubber tube insulation | 60mm dia pipe, Thermal Conductivity of sheet ≤ 0.033W/M◦K 13mm thick Nitrile Rubber Insulation Thermal Conductivity ≤ 0.034W/M◦K |  |  | m
ML_HVACPI035 | Pipe Insulation - Nitrile rubber insulation | 32mm thick closed cell elastrometric nitrile rubber of class '0' |  |  | sqm
ML_HVACPI036 | Pipe Insulation - Nitrile rubber insulation | 19mm thick closed cell elastrometric nitrile rubber of class '0' |  |  | sqm
ML_HVACPI037 | Piping Insulation - EPS | 75mm thick expanded polystrene moulded pipe section of density 20kg/cu.m |  |  | sqm
ML_HVACPI038 | Piping Insulation - EPS | 50mm thick expanded polystrene moulded pipe section of density 20kg/cu.m |  |  | sqm
ML_CLAD001 | Aluminium cladding | Pipe aluminium cladding |  |  | sqm
ML_CKH0001 | Commercial Kitchen Hood | Commercial Kitchen Hood - 556 CFM |  |  | nos
ML_CKH0002 | Commercial Kitchen Hood | Commercial Kitchen Hood - 694 CFM |  |  | nos
ML_CKH0003 | Commercial Kitchen Hood | Commercial Kitchen Hood - 833 CFM |  |  | nos
ML_CKH0004 | Commercial Kitchen Hood | Commercial Kitchen Hood - 972 CFM |  |  | nos
ML_CKH0005 | Commercial Kitchen Hood | Commercial Kitchen Hood - 1111 CFM |  |  | nos
ML_CKH0006 | Commercial Kitchen Hood | Commercial Kitchen Hood -1250 CFM |  |  | nos
ML_CKH0007 | Commercial Kitchen Hood | Commercial Kitchen Hood - 1389 CFM |  |  | nos
ML_CKH0008 | Commercial Kitchen Hood | Commercial Kitchen Hood - 1667 CFM |  |  | nos
ML_CKH0009 | Commercial Kitchen Hood | Commercial Kitchen Hood - 1806 CFM |  |  | nos
ML_CKH0010 | Commercial Kitchen Hood | Commercial Kitchen Hood - 1944 CFM |  |  | nos
ML_CKH0011 | Commercial Kitchen Hood | Commercial Kitchen Hood - 2083 CFM |  |  | nos
ML_CKH0012 | Commercial Kitchen Hood | Commercial Kitchen Hood - 2222 CFM |  |  | nos
ML_CKH0013 | Commercial Kitchen Hood | Commercial Kitchen Hood - 2361 CFM |  |  | nos
ML_HEPA0001 | HEPA Filter | HEPA Filter- 610mm x 610mm x 110mm |  |  | nos
ML_HEPA0002 | HEPA Filter | HEPA Filter- 457mm x 457mm x 110mm |  |  | nos
ML_HEPA0003 | HEPA Filter | HEPA Filter- 305mm x 305mm x 110mm |  |  | nos
ML_HEPA0004 | HEPA Filter | HEPA Filter- 610mm x 610mm x 149mm |  |  | nos
ML_HEPA0005 | HEPA Filter | HEPA Filter- 457mm x 457mm x 149mm |  |  | nos
ML_HEPA0006 | HEPA Filter | HEPA Filter- 305mm x 305mm x 149mm |  |  | nos
ML_HEPA0007 | HEPA Filter | HEPA Filter- 610mm x 610mm x 292mm |  |  | nos
ML_HEPA0008 | HEPA Filter | HEPA Filter- 457mm x 457mm x 292mm |  |  | nos
ML_HEPA0009 | HEPA Filter | HEPA Filter- 305mm x 305mm x 292mm |  |  | nos
ML_ULPA0001 | ULPA Filter | ULPA Filter- 610mm x 610mm x 110mm |  |  | nos
ML_ULPA0002 | ULPA Filter | ULPA Filter- 457mm x 457mm x 110mm |  |  | nos
ML_ULPA0003 | ULPA Filter | ULPA Filter- 305mm x 305mm x 110mm |  |  | nos
ML_ULPA0004 | ULPA Filter | ULPA Filter- 610mm x 610mm x 149mm |  |  | nos
ML_ULPA0005 | ULPA Filter | ULPA Filter- 457mm x 457mm x 149mm |  |  | nos
ML_ULPA0006 | ULPA Filter | ULPA Filter- 305mm x 305mm x 149mm |  |  | nos
ML_ULPA0007 | ULPA Filter | ULPA Filter- 610mm x 610mm x 292mm |  |  | nos
ML_ULPA0008 | ULPA Filter | ULPA Filter- 457mm x 457mm x 292mm |  |  | nos
ML_ULPA0009 | ULPA Filter | ULPA Filter- 305mm x 305mm x 292mm |  |  | nos
ML_ACAF0001 | Activated-Carbon Air Filtration | Activated-Carbon Air Filtration 4" dia |  |  | nos
ML_ACAF0002 | Activated-Carbon Air Filtration | Activated-Carbon Air Filtration 6" dia |  |  | nos
ML_ACAF0003 | Activated-Carbon Air Filtration | Activated-Carbon Air Filtration 8" dia |  |  | nos
ML_ACAF0004 | Activated-Carbon Air Filtration | Activated-Carbon Air Filtration 10" dia |  |  | nos
ML_ACAF0005 | Activated-Carbon Air Filtration | Activated-Carbon Air Filtration 610 X 610X 300 mm |  |  | nos
ML_ACAF0006 | Activated-Carbon Air Filtration | Activated-Carbon Air Filtration 457 X 457X 300 mm |  |  | nos
ML_ACAF0007 | Activated-Carbon Air Filtration | Activated-Carbon Air Filtration 305 X 305X 300 mm |  |  | nos
ML_ACAF0008 | Activated-Carbon Air Filtration | Activated-Carbon Air Filtration 610 X 610X 149 mm |  |  | nos
ML_ACAF0009 | Activated-Carbon Air Filtration | Activated-Carbon Air Filtration 457 X 457X 149 mm |  |  | nos
ML_ACAF0010 | Activated-Carbon Air Filtration | Activated-Carbon Air Filtration 305 X 305X 149 mm |  |  | nos
ML_ACAF0011 | Activated-Carbon Air Filtration | Activated-Carbon Air Filtration 610 X 610X 110 mm |  |  | nos
ML_ACAF0012 | Activated-Carbon Air Filtration | Activated-Carbon Air Filtration 457 X 457X 110 mm |  |  | nos
ML_ACAF0013 | Activated-Carbon Air Filtration | Activated-Carbon Air Filtration 305 X 305X 110 mm |  |  | nos
ML_DCD0001 | Draft Control Devices | Draft Control Devices 4" dia |  |  | nos
ML_DCD0002 | Draft Control Devices | Draft Control Devices 5" dia |  |  | nos
ML_DCD0003 | Draft Control Devices | Draft Control Devices 6" dia |  |  | nos
ML_DCD0004 | Draft Control Devices | Draft Control Devices 7" dia |  |  | nos
ML_DCD0005 | Draft Control Devices | Draft Control Devices 8" dia |  |  | nos
ML_DCD0006 | Draft Control Devices | Draft Control Devices 9" dia |  |  | nos
ML_TS0001 | Thermal Storage System | Thermal Storage System capacity 100TR |  |  | nos
ML_TS0002 | Thermal Storage System | Thermal Storage System capacity 120TR |  |  | nos
ML_TS0003 | Thermal Storage System | Thermal Storage System capacity 140TR |  |  | nos
ML_TS0004 | Thermal Storage System | Thermal Storage System capacity 160TR |  |  | nos
ML_TS0005 | Thermal Storage System | Thermal Storage System capacity 180TR |  |  | nos
ML_TS0006 | Thermal Storage System | Thermal Storage System capacity 200TR |  |  | nos
ML_TS0007 | Thermal Storage System | Thermal Storage System capacity 250TR |  |  | nos
ML_TS0008 | Thermal Storage System | Thermal Storage System capacity 280TR |  |  | nos
ML_TS0009 | Thermal Storage System | Thermal Storage System capacity 300TR |  |  | nos
ML_TS0010 | Thermal Storage System | Thermal Storage System capacity 350TR |  |  | nos
ML_TS0011 | Thermal Storage System | Thermal Storage System capacity 400TR |  |  | nos
ML_TS0012 | Thermal Storage System | Thermal Storage System capacity 450TR |  |  | nos
ML_TS0013 | Thermal Storage System | Thermal Storage System capacity 500TR |  |  | nos
ML_WHP0001 | Water-Source Unitary Heat Pumps | Water-Source Unitary Heat Pumps 3-TR |  |  | nos
ML_WHP0002 | Water-Source Unitary Heat Pumps | Water-Source Unitary Heat Pumps 6-TR |  |  | nos
ML_WHP0003 | Water-Source Unitary Heat Pumps | Water-Source Unitary Heat Pumps 8-TR |  |  | nos
ML_WHP0004 | Water-Source Unitary Heat Pumps | Water-Source Unitary Heat Pumps 10-TR |  |  | nos
ML_WHP0005 | Water-Source Unitary Heat Pumps | Water-Source Unitary Heat Pumps 12-TR |  |  | nos
ML_WHP0006 | Water-Source Unitary Heat Pumps | Water-Source Unitary Heat Pumps 14-TR |  |  | nos
ML_WHP0007 | Water-Source Unitary Heat Pumps | Water-Source Unitary Heat Pumps 16-TR |  |  | nos
ML_WHP0008 | Water-Source Unitary Heat Pumps | Water-Source Unitary Heat Pumps 18-TR |  |  | nos
ML_WHP0009 | Water-Source Unitary Heat Pumps | Water-Source Unitary Heat Pumps 20-TR |  |  | nos
ML_WHP0010 | Water-Source Unitary Heat Pumps | Water-Source Unitary Heat Pumps 22-TR |  |  | nos
ML_WHP0011 | Water-Source Unitary Heat Pumps | Water-Source Unitary Heat Pumps 24-TR |  |  | nos
ML_WHP0012 | Water-Source Unitary Heat Pumps | Water-Source Unitary Heat Pumps 26-TR |  |  | nos
ML_WHP0013 | Water-Source Unitary Heat Pumps | Water-Source Unitary Heat Pumps 28-TR |  |  | nos
ML_WHP0014 | Water-Source Unitary Heat Pumps | Water-Source Unitary Heat Pumps 30-TR |  |  | nos
ML_WHP0015 | Water-Source Unitary Heat Pumps | Water-Source Unitary Heat Pumps 32-TR |  |  | nos
ML_WHP0016 | Water-Source Unitary Heat Pumps | Water-Source Unitary Heat Pumps 34-TR |  |  | nos
ML_WHP0017 | Water-Source Unitary Heat Pumps | Water-Source Unitary Heat Pumps 36-TR |  |  | nos
ML_WHP0018 | Water-Source Unitary Heat Pumps | Water-Source Unitary Heat Pumps 38-TR |  |  | nos
ML_WHP0019 | Water-Source Unitary Heat Pumps | Water-Source Unitary Heat Pumps 40-TR |  |  | nos
ML_WHP0020 | Water-Source Unitary Heat Pumps | Water-Source Unitary Heat Pumps 50-TR |  |  | nos
ML_WHP0021 | Water-Source Unitary Heat Pumps | Water-Source Unitary Heat Pumps 80-TR |  |  | nos
ML_WHP0022 | Water-Source Unitary Heat Pumps | Water-Source Unitary Heat Pumps 100-TR |  |  | nos
ML_WHP0023 | Water-Source Unitary Heat Pumps | Water-Source Unitary Heat Pumps150-TR |  |  | nos
ML_WHP0024 | Water-Source Unitary Heat Pumps | Water-Source Unitary Heat Pumps 170-TR |  |  | nos
ML_WHP0025 | Water-Source Unitary Heat Pumps | Water-Source Unitary Heat Pumps 200-TR |  |  | nos
ML_WHP0026 | Water-Source Unitary Heat Pumps | Water-Source Unitary Heat Pumps 210-TR |  |  | nos
ML_WHP0027 | Water-Source Unitary Heat Pumps | Water-Source Unitary Heat Pumps 250-TR |  |  | nos
ML_WHP0028 | Water-Source Unitary Heat Pumps | Water-Source Unitary Heat Pumps 300-TR |  |  | nos
ML_WHP0029 | Water-Source Unitary Heat Pumps | Water-Source Unitary Heat Pumps 350-TR |  |  | nos
ML_FOP0001 | Facility Fuel-Oil Pumps | Facility Fuel-Oil Pumps of pressure rating 50 PSI with flow rate1.4 GPM |  |  | nos
ML_FOP0002 | Facility Fuel-Oil Pumps | Facility Fuel-Oil Pumps of pressure rating 50 PSI with flow rate 3.0 GPM |  |  | nos
ML_FOP0003 | Facility Fuel-Oil Pumps | Facility Fuel-Oil Pumps of pressure rating 50 PSI with flow rate 4.2 GPM |  |  | nos
ML_FOP0004 | Facility Fuel-Oil Pumps | Facility Fuel-Oil Pumps of pressure rating 50 PSI with flow rate 6.2 GPM |  |  | nos
ML_FOP0005 | Facility Fuel-Oil Pumps | Facility Fuel-Oil Pumps of pressure rating 50 PSI with flow rate 7.2 GPM |  |  | nos
ML_FOP0006 | Facility Fuel-Oil Pumps | Facility Fuel-Oil Pumps of pressure rating 50 PSI with flow rate 7.5 GPM |  |  | nos
ML_FOP0007 | Facility Fuel-Oil Pumps | Facility Fuel-Oil Pumps of pressure rating 50 PSI with flow rate 8.6 GPM |  |  | nos
ML_FOP0008 | Facility Fuel-Oil Pumps | Facility Fuel-Oil Pumps of pressure rating 50 PSI with flow rate11.0 GPM |  |  | nos
ML_FOP0009 | Facility Fuel-Oil Pumps | Facility Fuel-Oil Pumps of pressure rating 50 PSI with flow rate14.5 GPM |  |  | nos
ML_FOP0010 | Facility Fuel-Oil Pumps | Facility Fuel-Oil Pumps of pressure rating 50 PSI with flow rate18.2 GPM |  |  | nos
ML_FOP0011 | Facility Fuel-Oil Pumps | Facility Fuel-Oil Pumps of pressure rating 50 PSI with flow rate19.8 GPM |  |  | nos
ML_FOP0012 | Facility Fuel-Oil Pumps | Facility Fuel-Oil Pumps of pressure rating 50 PSI with flow rate 29.5 GPM |  |  | nos
ML_FOP0013 | Facility Fuel-Oil Pumps | Facility Fuel-Oil Pumps of pressure rating 50 PSI with flow rate 38.8 GPM |  |  | nos
ML_FOP0014 | Facility Fuel-Oil Pumps | Facility Fuel-Oil Pumps of pressure rating 50 PSI with flow rate 44.5 GPM |  |  | nos
ML_FOP0015 | Facility Fuel-Oil Pumps | Facility Fuel-Oil Pumps of pressure rating 50 PSI with flow rate 51 GPM |  |  | nos
ML_FOP0016 | Facility Fuel-Oil Pumps | Facility Fuel-Oil Pumps of pressure rating 50 PSI with flow rate 59 GPM |  |  | nos
ML_FOP0017 | Facility Fuel-Oil Pumps | Facility Fuel-Oil Pumps of pressure rating 50 PSI with flow rate 69 GPM |  |  | nos
ML_FOP0018 | Facility Fuel-Oil Pumps | Facility Fuel-Oil Pumps of pressure rating 50 PSI with flow rate 79 GPM |  |  | nos
ML_FOP0019 | Facility Fuel-Oil Pumps | Facility Fuel-Oil Pumps of pressure rating 50 PSI with flow rate 125 GPM |  |  | nos
ML_FOP0020 | Facility Fuel-Oil Pumps | Facility Fuel-Oil Pumps of pressure rating 50 PSI with flow rate 172 GPM |  |  | nos
ML_FOP0021 | Facility Fuel-Oil Pumps | Facility Fuel-Oil Pumps of pressure rating 50 PSI with flow rate 235 GPM |  |  | nos
ML_FOP0022 | Facility Fuel-Oil Pumps | Facility Fuel-Oil Pumps of pressure rating 100 PSI with flow rate1.4 GPM |  |  | nos
ML_FOP0023 | Facility Fuel-Oil Pumps | Facility Fuel-Oil Pumps of pressure rating 100 PSI with flow rate 3.0 GPM |  |  | nos
ML_FOP0024 | Facility Fuel-Oil Pumps | Facility Fuel-Oil Pumps of pressure rating 100 PSI with flow rate 4.2 GPM |  |  | nos
ML_FOP0025 | Facility Fuel-Oil Pumps | Facility Fuel-Oil Pumps of pressure rating 100 PSI with flow rate 6.2 GPM |  |  | nos
ML_FOP0026 | Facility Fuel-Oil Pumps | Facility Fuel-Oil Pumps of pressure rating 100 PSI with flow rate 7.2 GPM |  |  | nos
ML_FOP0027 | Facility Fuel-Oil Pumps | Facility Fuel-Oil Pumps of pressure rating 100 PSI with flow rate 7.5 GPM |  |  | nos
ML_FOP0028 | Facility Fuel-Oil Pumps | Facility Fuel-Oil Pumps of pressure rating 100 PSI with flow rate 8.6 GPM |  |  | nos
ML_FOP0029 | Facility Fuel-Oil Pumps | Facility Fuel-Oil Pumps of pressure rating 100 PSI with flow rate11.0 GPM |  |  | nos
ML_FOP0030 | Facility Fuel-Oil Pumps | Facility Fuel-Oil Pumps of pressure rating 100 PSI with flow rate14.5 GPM |  |  | nos
ML_FOP0031 | Facility Fuel-Oil Pumps | Facility Fuel-Oil Pumps of pressure rating 100 PSI with flow rate18.2 GPM |  |  | nos
ML_FOP0032 | Facility Fuel-Oil Pumps | Facility Fuel-Oil Pumps of pressure rating 100 PSI with flow rate19.8 GPM |  |  | nos
ML_FOP0033 | Facility Fuel-Oil Pumps | Facility Fuel-Oil Pumps of pressure rating 100 PSI with flow rate 29.5 GPM |  |  | nos
ML_FOP0034 | Facility Fuel-Oil Pumps | Facility Fuel-Oil Pumps of pressure rating 100 PSI with flow rate 38.8 GPM |  |  | nos
ML_FOP0035 | Facility Fuel-Oil Pumps | Facility Fuel-Oil Pumps of pressure rating 100 PSI with flow rate 44.5 GPM |  |  | nos
ML_FOP0036 | Facility Fuel-Oil Pumps | Facility Fuel-Oil Pumps of pressure rating 100 PSI with flow rate 51 GPM |  |  | nos
ML_FOP0037 | Facility Fuel-Oil Pumps | Facility Fuel-Oil Pumps of pressure rating 100 PSI with flow rate 59 GPM |  |  | nos
ML_FOP0038 | Facility Fuel-Oil Pumps | Facility Fuel-Oil Pumps of pressure rating 100 PSI with flow rate 69 GPM |  |  | nos
ML_FOP0039 | Facility Fuel-Oil Pumps | Facility Fuel-Oil Pumps of pressure rating 100 PSI with flow rate 79 GPM |  |  | nos
ML_FOP0040 | Facility Fuel-Oil Pumps | Facility Fuel-Oil Pumps of pressure rating 100 PSI with flow rate 125 GPM |  |  | nos
ML_FOP0041 | Facility Fuel-Oil Pumps | Facility Fuel-Oil Pumps of pressure rating 100 PSI with flow rate 172 GPM |  |  | nos
ML_FOP0042 | Facility Fuel-Oil Pumps | Facility Fuel-Oil Pumps of pressure rating 100 PSI with flow rate 235 GPM |  |  | nos
ML_FOP0043 | Facility Fuel-Oil Pumps | Facility Fuel-Oil Pumps of pressure rating 150 PSI with flow rate1.4 GPM |  |  | nos
ML_FOP0044 | Facility Fuel-Oil Pumps | Facility Fuel-Oil Pumps of pressure rating 150 PSI with flow rate 3.0 GPM |  |  | nos
ML_FOP0045 | Facility Fuel-Oil Pumps | Facility Fuel-Oil Pumps of pressure rating 150 PSI with flow rate 4.2 GPM |  |  | nos
ML_FOP0046 | Facility Fuel-Oil Pumps | Facility Fuel-Oil Pumps of pressure rating 150 PSI with flow rate 6.2 GPM |  |  | nos
ML_FOP0047 | Facility Fuel-Oil Pumps | Facility Fuel-Oil Pumps of pressure rating 150 PSI with flow rate 7.2 GPM |  |  | nos
ML_FOP0048 | Facility Fuel-Oil Pumps | Facility Fuel-Oil Pumps of pressure rating 150 PSI with flow rate 7.5 GPM |  |  | nos
ML_FOP0049 | Facility Fuel-Oil Pumps | Facility Fuel-Oil Pumps of pressure rating 150 PSI with flow rate 8.6 GPM |  |  | nos
ML_FOP0050 | Facility Fuel-Oil Pumps | Facility Fuel-Oil Pumps of pressure rating 150 PSI with flow rate11.0 GPM |  |  | nos
ML_FOP0051 | Facility Fuel-Oil Pumps | Facility Fuel-Oil Pumps of pressure rating 150 PSI with flow rate14.5 GPM |  |  | nos
ML_FOP0052 | Facility Fuel-Oil Pumps | Facility Fuel-Oil Pumps of pressure rating 150 PSI with flow rate18.2 GPM |  |  | nos
ML_FOP0053 | Facility Fuel-Oil Pumps | Facility Fuel-Oil Pumps of pressure rating 150 PSI with flow rate19.8 GPM |  |  | nos
ML_FOP0054 | Facility Fuel-Oil Pumps | Facility Fuel-Oil Pumps of pressure rating 150 PSI with flow rate 29.5 GPM |  |  | nos
ML_FOP0055 | Facility Fuel-Oil Pumps | Facility Fuel-Oil Pumps of pressure rating 150 PSI with flow rate 38.8 GPM |  |  | nos
ML_FOP0056 | Facility Fuel-Oil Pumps | Facility Fuel-Oil Pumps of pressure rating 150 PSI with flow rate 44.5 GPM |  |  | nos
ML_FOP0057 | Facility Fuel-Oil Pumps | Facility Fuel-Oil Pumps of pressure rating 150 PSI with flow rate 51 GPM |  |  | nos
ML_FOP0058 | Facility Fuel-Oil Pumps | Facility Fuel-Oil Pumps of pressure rating 150 PSI with flow rate 59 GPM |  |  | nos
ML_FOP0059 | Facility Fuel-Oil Pumps | Facility Fuel-Oil Pumps of pressure rating 150 PSI with flow rate 69 GPM |  |  | nos
ML_FOP0060 | Facility Fuel-Oil Pumps | Facility Fuel-Oil Pumps of pressure rating 150 PSI with flow rate 79 GPM |  |  | nos
ML_FOP0061 | Facility Fuel-Oil Pumps | Facility Fuel-Oil Pumps of pressure rating 150 PSI with flow rate 125 GPM |  |  | nos
ML_FOP0062 | Facility Fuel-Oil Pumps | Facility Fuel-Oil Pumps of pressure rating 150 PSI with flow rate 172 GPM |  |  | nos
ML_FOP0063 | Facility Fuel-Oil Pumps | Facility Fuel-Oil Pumps of pressure rating 150 PSI with flow rate 235 GPM |  |  | nos
ML_FOP0064 | Facility Fuel-Oil Pumps | Facility Fuel-Oil Pumps of pressure rating 200 PSI with flow rate1.4 GPM |  |  | nos
ML_FOP0065 | Facility Fuel-Oil Pumps | Facility Fuel-Oil Pumps of pressure rating 200 PSI with flow rate 3.0 GPM |  |  | nos
ML_FOP0066 | Facility Fuel-Oil Pumps | Facility Fuel-Oil Pumps of pressure rating 200 PSI with flow rate 4.2 GPM |  |  | nos
ML_FOP0067 | Facility Fuel-Oil Pumps | Facility Fuel-Oil Pumps of pressure rating 200 PSI with flow rate 6.2 GPM |  |  | nos
ML_FOP0068 | Facility Fuel-Oil Pumps | Facility Fuel-Oil Pumps of pressure rating 200 PSI with flow rate 7.2 GPM |  |  | nos
ML_FOP0069 | Facility Fuel-Oil Pumps | Facility Fuel-Oil Pumps of pressure rating 200 PSI with flow rate 7.5 GPM |  |  | nos
ML_FOP0070 | Facility Fuel-Oil Pumps | Facility Fuel-Oil Pumps of pressure rating 200 PSI with flow rate 8.6 GPM |  |  | nos
ML_FOP0071 | Facility Fuel-Oil Pumps | Facility Fuel-Oil Pumps of pressure rating 200 PSI with flow rate11.0 GPM |  |  | nos
ML_FOP0072 | Facility Fuel-Oil Pumps | Facility Fuel-Oil Pumps of pressure rating 200 PSI with flow rate14.5 GPM |  |  | nos
ML_FOP0073 | Facility Fuel-Oil Pumps | Facility Fuel-Oil Pumps of pressure rating 200 PSI with flow rate18.2 GPM |  |  | nos
ML_FOP0074 | Facility Fuel-Oil Pumps | Facility Fuel-Oil Pumps of pressure rating 200 PSI with flow rate19.8 GPM |  |  | nos
ML_FOP0075 | Facility Fuel-Oil Pumps | Facility Fuel-Oil Pumps of pressure rating 200 PSI with flow rate 29.5 GPM |  |  | nos
ML_FOP0076 | Facility Fuel-Oil Pumps | Facility Fuel-Oil Pumps of pressure rating 200 PSI with flow rate 38.8 GPM |  |  | nos
ML_FOP0077 | Facility Fuel-Oil Pumps | Facility Fuel-Oil Pumps of pressure rating 200 PSI with flow rate 44.5 GPM |  |  | nos
ML_FOP0078 | Facility Fuel-Oil Pumps | Facility Fuel-Oil Pumps of pressure rating 200 PSI with flow rate 51 GPM |  |  | nos
ML_FOP0079 | Facility Fuel-Oil Pumps | Facility Fuel-Oil Pumps of pressure rating 200 PSI with flow rate 59 GPM |  |  | nos
ML_FOP0080 | Facility Fuel-Oil Pumps | Facility Fuel-Oil Pumps of pressure rating 200 PSI with flow rate 69 GPM |  |  | nos
ML_FOP0081 | Facility Fuel-Oil Pumps | Facility Fuel-Oil Pumps of pressure rating 200 PSI with flow rate 79 GPM |  |  | nos
ML_FOP0082 | Facility Fuel-Oil Pumps | Facility Fuel-Oil Pumps of pressure rating 200 PSI with flow rate 125 GPM |  |  | nos
ML_FOP0083 | Facility Fuel-Oil Pumps | Facility Fuel-Oil Pumps of pressure rating 200 PSI with flow rate 172 GPM |  |  | nos
ML_FOP0084 | Facility Fuel-Oil Pumps | Facility Fuel-Oil Pumps of pressure rating 200 PSI with flow rate 235 GPM |  |  | nos
ML_FGDP0001 | Facility Gasoline Dispensing Pumps | Facility Gasoline Dispensing Pumps, Heavy Duty Electronic Dispensing type |  |  | nos
ML_FGDP0002 | Facility Gasoline Dispensing Pumps | Facility Gasoline Dispensing Pumps, Standard Duty Electronic Dispensing type |  |  | nos
ML_FGDP0003 | Facility Gasoline Dispensing Pumps | Facility Gasoline Dispensing Pumps, Heavy Duty Mechanical Dispensing type |  |  | nos
ML_FGDP0004 | Facility Gasoline Dispensing Pumps | Facility Gasoline Dispensing Pumps, Standard Duty Mechanical Dispensing type |  |  | nos
ML_UFOS0001 | Underground Fuel-Storage Tanks | Underground Fuel-Storage Tanks, 550 Gallons |  |  | nos
ML_UFOS0002 | Underground Fuel-Storage Tanks | Underground Fuel-Storage Tanks, 1000 Gallons |  |  | nos
ML_UFOS0003 | Underground Fuel-Storage Tanks | Underground Fuel-Storage Tanks, 1100 Gallons |  |  | nos
ML_UFOS0004 | Underground Fuel-Storage Tanks | Underground Fuel-Storage Tanks, 1500 Gallons |  |  | nos
ML_UFOS0005 | Underground Fuel-Storage Tanks | Underground Fuel-Storage Tanks, 2000 Gallons |  |  | nos
ML_UFOS0006 | Underground Fuel-Storage Tanks | Underground Fuel-Storage Tanks, 2500 Gallons |  |  | nos
ML_UFOS0007 | Underground Fuel-Storage Tanks | Underground Fuel-Storage Tanks, 3000 Gallons |  |  | nos
ML_UFOS0008 | Underground Fuel-Storage Tanks | Underground Fuel-Storage Tanks, 4000 Gallons |  |  | nos
ML_UFOS0009 | Underground Fuel-Storage Tanks | Underground Fuel-Storage Tanks, 5000 Gallons |  |  | nos
ML_UFOS0010 | Underground Fuel-Storage Tanks | Underground Fuel-Storage Tanks,7500 Gallons |  |  | nos
ML_UFOS0011 | Underground Fuel-Storage Tanks | Underground Fuel-Storage Tanks, 10000 Gallons |  |  | nos
ML_UFOS0012 | Underground Fuel-Storage Tanks | Underground Fuel-Storage Tanks, 12000 Gallons |  |  | nos
ML_UFOS0013 | Underground Fuel-Storage Tanks | Underground Fuel-Storage Tanks, 15000 Gallons |  |  | nos
ML_UFOS0014 | Underground Fuel-Storage Tanks | Underground Fuel-Storage Tanks, 20000 Gallons |  |  | nos
ML_UFOS0015 | Underground Fuel-Storage Tanks | Underground Fuel-Storage Tanks, 25000 Gallons |  |  | nos
ML_UFOS0016 | Underground Fuel-Storage Tanks | Underground Fuel-Storage Tanks, 30000 Gallons |  |  | nos
ML_UFOS0017 | Underground Fuel-Storage Tanks | Underground Fuel-Storage Tanks, 40000 Gallons |  |  | nos
ML_UFOS0018 | Underground Fuel-Storage Tanks | Underground Fuel-Storage Tanks, 50000 Gallons |  |  | nos
ML_UFOS0019 | Underground Fuel-Storage Tanks | Underground Fuel-Storage Tanks, 60000 Gallons |  |  | nos
ML_UFOS0020 | Underground Fuel-Storage Tanks | Underground Fuel-Storage Tanks, 70000 Gallons |  |  | nos
ML_UFOS0021 | Underground Fuel-Storage Tanks | Underground Fuel-Storage Tanks, 80000 Gallons |  |  | nos
ML_UFOS0022 | Underground Fuel-Storage Tanks | Underground Fuel-Storage Tanks, 100000 Gallons |  |  | nos
ML_UFOS0023 | Underground Fuel-Storage Tanks | Underground Fuel-Storage Tanks, 120000 Gallons |  |  | nos
ML_AFOS0001 | Aboveground Fuel-Storage Tanks | Aboveground Fuel-Storage Tanks, 550 Gallons |  |  | nos
ML_AFOS0002 | Aboveground Fuel-Storage Tanks | Aboveground Fuel-Storage Tanks, 1000 Gallons |  |  | nos
ML_AFOS0003 | Aboveground Fuel-Storage Tanks | Aboveground Fuel-Storage Tanks, 1100 Gallons |  |  | nos
ML_AFOS0004 | Aboveground Fuel-Storage Tanks | Aboveground Fuel-Storage Tanks, 1500 Gallons |  |  | nos
ML_AFOS0005 | Aboveground Fuel-Storage Tanks | Aboveground Fuel-Storage Tanks, 2000 Gallons |  |  | nos
ML_AFOS0006 | Aboveground Fuel-Storage Tanks | Aboveground Fuel-Storage Tanks, 2500 Gallons |  |  | nos
ML_AFOS0007 | Aboveground Fuel-Storage Tanks | Aboveground Fuel-Storage Tanks, 3000 Gallons |  |  | nos
ML_AFOS0008 | Aboveground Fuel-Storage Tanks | Aboveground Fuel-Storage Tanks, 4000 Gallons |  |  | nos
ML_AFOS0009 | Aboveground Fuel-Storage Tanks | Aboveground Fuel-Storage Tanks, 5000 Gallons |  |  | nos
ML_AFOS0010 | Aboveground Fuel-Storage Tanks | Aboveground Fuel-Storage Tanks,7500 Gallons |  |  | nos
ML_AFOS0011 | Aboveground Fuel-Storage Tanks | Aboveground Fuel-Storage Tanks, 10000 Gallons |  |  | nos
ML_AFOS0012 | Aboveground Fuel-Storage Tanks | Aboveground Fuel-Storage Tanks, 12000 Gallons |  |  | nos
ML_AFOS0013 | Aboveground Fuel-Storage Tanks | Aboveground Fuel-Storage Tanks, 15000 Gallons |  |  | nos
ML_AFOS0014 | Aboveground Fuel-Storage Tanks | Aboveground Fuel-Storage Tanks, 20000 Gallons |  |  | nos
ML_AFOS0015 | Aboveground Fuel-Storage Tanks | Aboveground Fuel-Storage Tanks, 25000 Gallons |  |  | nos
ML_AFOS0016 | Aboveground Fuel-Storage Tanks | Aboveground Fuel-Storage Tanks, 30000 Gallons |  |  | nos
ML_AFOS0017 | Aboveground Fuel-Storage Tanks | Aboveground Fuel-Storage Tanks, 40000 Gallons |  |  | nos
ML_AFOS0018 | Aboveground Fuel-Storage Tanks | Aboveground Fuel-Storage Tanks, 50000 Gallons |  |  | nos
ML_AFOS0019 | Aboveground Fuel-Storage Tanks | Aboveground Fuel-Storage Tanks, 60000 Gallons |  |  | nos
ML_AFOS0020 | Aboveground Fuel-Storage Tanks | Aboveground Fuel-Storage Tanks, 70000 Gallons |  |  | nos
ML_AFOS0021 | Aboveground Fuel-Storage Tanks | Aboveground Fuel-Storage Tanks, 80000 Gallons |  |  | nos
ML_AFOS0022 | Aboveground Fuel-Storage Tanks | Aboveground Fuel-Storage Tanks, 100000 Gallons |  |  | nos
ML_AFOS0023 | Aboveground Fuel-Storage Tanks | Aboveground Fuel-Storage Tanks, 120000 Gallons |  |  | nos
ML_AFST0001 | Aviation Fuel-Storage Tanks | Aviation Fuel-Storage Tanks Capacity 5000 Litres |  |  | nos
ML_AFST0002 | Aviation Fuel-Storage Tanks | Aviation Fuel-Storage Tanks Capacity 7000 Litres |  |  | nos
ML_AFST0003 | Aviation Fuel-Storage Tanks | Aviation Fuel-Storage Tanks Capacity 10000 Litres |  |  | nos
ML_AFST0004 | Aviation Fuel-Storage Tanks | Aviation Fuel-Storage Tanks Capacity 12000 Litres |  |  | nos
ML_AFST0005 | Aviation Fuel-Storage Tanks | Aviation Fuel-Storage Tanks Capacity 15000 Litres |  |  | nos
ML_AFST0006 | Aviation Fuel-Storage Tanks | Aviation Fuel-Storage Tanks Capacity 20000 Litres |  |  | nos
ML_AFST0007 | Aviation Fuel-Storage Tanks | Aviation Fuel-Storage Tanks Capacity 25000 Litres |  |  | nos
ML_AFST0008 | Aviation Fuel-Storage Tanks | Aviation Fuel-Storage Tanks Capacity 30000 Litres |  |  | nos
ML_AFST0009 | Aviation Fuel-Storage Tanks | Aviation Fuel-Storage Tanks Capacity 35000 Litres |  |  | nos
ML_AFST0010 | Aviation Fuel-Storage Tanks | Aviation Fuel-Storage Tanks Capacity 40000 Litres |  |  | nos
ML_AFST0011 | Aviation Fuel-Storage Tanks | Aviation Fuel-Storage Tanks Capacity 45000 Litres |  |  | nos
ML_AFST0012 | Aviation Fuel-Storage Tanks | Aviation Fuel-Storage Tanks Capacity 50000 Litres |  |  | nos
ML_AFST0013 | Aviation Fuel-Storage Tanks | Aviation Fuel-Storage Tanks Capacity 55000 Litres |  |  | nos
ML_AFST0014 | Aviation Fuel-Storage Tanks | Aviation Fuel-Storage Tanks Capacity 60000 Litres |  |  | nos
ML_AFST0015 | Aviation Fuel-Storage Tanks | Aviation Fuel-Storage Tanks Capacity 70000 Litres |  |  | nos
ML_AFST0016 | Aviation Fuel-Storage Tanks | Aviation Fuel-Storage Tanks Capacity 80000 Litres |  |  | nos
ML_AFST0017 | Aviation Fuel-Storage Tanks | Aviation Fuel-Storage Tanks Capacity 90000 Litres |  |  | nos
ML_AFST0018 | Aviation Fuel-Storage Tanks | Aviation Fuel-Storage Tanks Capacity 100000 Litres |  |  | nos
ML_AFST0019 | Aviation Fuel-Storage Tanks | Aviation Fuel-Storage Tanks Capacity 120000 Litres |  |  | nos
ML_EES0003 | MS Pipe | MS Pipe Medium Duty-150mm Dia |  |  | m
ML_EES0004 | MS Pipe | MS Pipe Medium Duty-200mm Dia |  |  | m
ML_EES0005 | MS Pipe | MS Pipe Medium Duty-250mm Dia |  |  | m
ML_EES0006 | MS Pipe | MS Pipe Medium Duty-300mm Dia |  |  | m
ML_EES0007 | MS Pipe | MS Pipe Medium Duty-350mm Dia |  |  | m
ML_EES0008 | MS Pipe | MS Pipe Medium Duty-400mm Dia |  |  | m
ML_EES0009 | MS Pipe | MS Pipe Heavy Duty-150mm Dia |  |  | m
ML_EES0010 | MS Pipe | MS Pipe Heavy Duty-200mm Dia |  |  | m
ML_EES0011 | MS Pipe | MS Pipe Heavy Duty-250mm Dia |  |  | m
ML_EES0012 | MS Pipe | MS Pipe Heavy Duty-300mm Dia |  |  | m
ML_EES0013 | MS Pipe | MS Pipe Heavy Duty-350mm Dia |  |  | m
ML_EES0014 | MS Pipe | MS Pipe Heavy Duty-400mm Dia |  |  | m
ML_ACU0001 | Air Curtain | Air Curtain 1.2 m Length,1m Width |  |  | nos
ML_ACU0002 | Air Curtain | Air Curtain 1.5m,1m width |  |  | nos
ML_ACU0003 | Air Curtain | Air Curtain 2m,1m Width |  |  | nos
ML_ACU0004 | Air Curtain | Air Curtain 2.5m, 1m width |  |  | nos
ML_ACU0005 | Air Curtain | Air Curtain 3m, 1 m width |  |  | nos
ML_ACU0006 | Air Curtain | Air Curtain 3.5m, 1 m width |  |  | nos
ML_ACP0001 | Automatic Condensate pump | Automatic Condensor Pump flow rate 205 GPH, Head 1 ft and motor 1/150 HP |  |  | nos
ML_ACP0002 | Automatic Condensate pump | Automatic Condensor Pump flow rate 180 GPH, Head 3 ft and motor 1/150 HP |  |  | nos
ML_ACP0003 | Automatic Condensate pump | Automatic Condensor Pump flow rate 145 GPH, Head 5 ft and motor 1/150 HP |  |  | nos
ML_ACP0004 | Automatic Condensate pump | Automatic Condensor Pump flow rate 80 GPH, Head 7 ft and motor 1/150 HP |  |  | nos
ML_ACP0005 | Automatic Condensate pump | Automatic Condensor Pump flow rate 25 GPH, Head 9 ft and motor 1/150 HP |  |  | nos
ML_ACP0006 | Automatic Condensate pump | Automatic Condensor Pump flow rate 80 GPH, Head 1 ft and motor 1/30 HP |  |  | nos
ML_ACP0007 | Automatic Condensate pump | Automatic Condensor Pump flow rate 78 GPH, Head 3 ft and motor 1/30 HP |  |  | nos
ML_ACP0008 | Automatic Condensate pump | Automatic Condensor Pump flow rate 70 GPH, Head 5 ft and motor 1/30 HP |  |  | nos
ML_ACP0009 | Automatic Condensate pump | Automatic Condensor Pump flow rate 55 GPH, Head 7 ft and motor 1/30 HP |  |  | nos
ML_ACP0010 | Automatic Condensate pump | Automatic Condensor Pump flow rate 46 GPH, Head 9 ft and motor 1/30 HP |  |  | nos
ML_ACP0011 | Automatic Condensate pump | Automatic Condensor Pump flow rate 25 GPH, Head 15 ft and motor 1/30 HP |  |  | nos
ML_ACP0012 | Automatic Condensate pump | Automatic Condensor Pump flow rate 10 GPH, Head 18 ft and motor 1/30 HP |  |  | nos
ML_ACP0013 | Automatic Condensate pump | Automatic Condensor Pump flow rate 270 GPH, Head 1 ft and motor 1/50 HP |  |  | nos
ML_ACP0014 | Automatic Condensate pump | Automatic Condensor Pump flow rate 260 GPH, Head 3 ft and motor 1/50 HP |  |  | nos
ML_ACP0015 | Automatic Condensate pump | Automatic Condensor Pump flow rate 250 GPH, Head 5 ft and motor 1/50 HP |  |  | nos
ML_ACP0016 | Automatic Condensate pump | Automatic Condensor Pump flow rate 230 GPH, Head 7 ft and motor 1/50 HP |  |  | nos
ML_ACP0017 | Automatic Condensate pump | Automatic Condensor Pump flow rate 210 GPH, Head 9 ft and motor 1/50 HP |  |  | nos
ML_ACP0018 | Automatic Condensate pump | Automatic Condensor Pump flow rate 175 GPH, Head 15 ft and motor 1/50 HP |  |  | nos
ML_ACP0019 | Automatic Condensate pump | Automatic Condensor Pump flow rate 150 GPH, Head 18 ft and motor 1/50 HP |  |  | nos
ML_ACP0020 | Automatic Condensate pump | Automatic Condensor Pump flow rate 105 GPH, Head 22 ft and motor 1/50 HP |  |  | nos
ML_ACP0021 | Automatic Condensate pump | Automatic Condensor Pump flow rate 105 GPH, Head 1 ft and motor 1/50 HP |  |  | nos
ML_ACP0022 | Automatic Condensate pump | Automatic Condensor Pump flow rate 100 GPH, Head 3 ft and motor 1/50 HP |  |  | nos
ML_ACP0023 | Automatic Condensate pump | Automatic Condensor Pump flow rate 95 GPH, Head 5 ft and motor 1/50 HP |  |  | nos
ML_ACP0024 | Automatic Condensate pump | Automatic Condensor Pump flow rate 87 GPH, Head 7 ft and motor 1/50 HP |  |  | nos
ML_ACP0025 | Automatic Condensate pump | Automatic Condensor Pump flow rate 80 GPH, Head 9 ft and motor 1/50 HP |  |  | nos
ML_ACP0026 | Automatic Condensate pump | Automatic Condensor Pump flow rate 40 GPH, Head 15 ft and motor 1/50 HP |  |  | nos
ML_ACP0027 | Automatic Condensate pump | Automatic Condensor Pump flow rate 20 GPH, Head 18 ft and motor 1/50 HP |  |  | nos
ML_ACP0028 | Automatic Condensate pump | Automatic Condensor Pump flow rate 310 GPH, Head 1 ft and motor 1/18 HP |  |  | nos
ML_ACP0029 | Automatic Condensate pump | Automatic Condensor Pump flow rate 290 GPH, Head 3 ft and motor 1/18 HP |  |  | nos
ML_ACP0030 | Automatic Condensate pump | Automatic Condensor Pump flow rate 280 GPH, Head 5 ft and motor 1/18 HP |  |  | nos
ML_ACP0031 | Automatic Condensate pump | Automatic Condensor Pump flow rate 270 GPH, Head 7 ft and motor 1/18 HP |  |  | nos
ML_ACP0032 | Automatic Condensate pump | Automatic Condensor Pump flow rate 260 GPH, Head 9 ft and motor 1/18 HP |  |  | nos
ML_ACP0033 | Automatic Condensate pump | Automatic Condensor Pump flow rate 175 GPH, Head 15 ft and motor 1/18 HP |  |  | nos
ML_ACP0034 | Automatic Condensate pump | Automatic Condensor Pump flow rate 130 GPH, Head 18 ft and motor 1/18 HP |  |  | nos
ML_ACP0035 | Automatic Condensate pump | Automatic Condensor Pump flow rate 80 GPH, Head 22 ft and motor 1/18 HP |  |  | nos
ML_HUSD0002 | Silicone | Silicone=300ml |  |  | pkt
ML_HC0002 | HVAC Casing | GI Sheet Casing -24G |  |  | sqm
ML_HC0003 | HVAC Casing | GI Sheet Casing-22G |  |  | sqm
ML_HC0004 | HVAC Casing | GI Sheet Casing-20G |  |  | sqm
ML_HC0005 | HVAC Casing | GI Sheet Casing-18G |  |  | sqm
ML_HC0006 | HVAC Casing | GI Sheet Casing-16G |  |  | sqm
ML_ACC0008 | Nuts & bolts | Nuts & bolts |  |  | kg
ML_TV0002 | Turning Vanes | Turning Vanes of GI Sheet -24G |  |  | sqm
ML_TV0003 | Turning Vanes | Turning Vanes of GI Sheet -22G |  |  | sqm
ML_TV0004 | Turning Vanes | Turning Vanes of GI Sheet -20G |  |  | sqm
ML_TV0005 | Turning Vanes | Turning Vanes of GI Sheet -18G |  |  | sqm
ML_TV0006 | Turning Vanes | Turning Vanes of GI Sheet -16G |  |  | sqm
ML_AFF0016 | Axial Flow Fan | Axial flow Fan, 305 mm dia., motor rating 0.37 kw / 2 pole, 2800 rpm, 2000 m³/hr, Static pr. 10 mmwg |  |  | nos
ML_AFF0017 | Axial Flow Fan | Axial flow Fan, 305 mm dia., motor rating 0.37 kw / 2 pole, 2800 rpm, 1750 m³/hr, Static pr. 15 mmwg |  |  | nos
ML_AFF0018 | Axial Flow Fan | Axial flow Fan, 305 mm dia., motor rating 0.37 kw / 2 pole, 2800 rpm, 1400 m³/hr, Static pr. 20 mmwg |  |  | nos
ML_AFF0019 | Axial Flow Fan | Axial flow Fan, 305 mm dia., motor rating 0.37 kw / 2 pole, 2800 rpm, 3200 m³/hr, Static pr. 10 mmwg |  |  | nos
ML_AFF0020 | Axial Flow Fan | Axial flow Fan, 305 mm dia., motor rating 0.37 kw / 2 pole, 2800 rpm, 3000 m³/hr, Static pr. 15 mmwg |  |  | nos
ML_AFF0021 | Axial Flow Fan | Axial flow Fan, 305 mm dia., motor rating 0.37 kw / 2 pole, 2800 rpm, 2650 m³/hr, Static pr. 20 mmwg |  |  | nos
ML_AFF0022 | Axial Flow Fan | Axial flow Fan, 305 mm dia., motor rating 0.55 kw / 2 pole, 2800 rpm, 3850 m³/hr, Static pr. 10 mmwg |  |  | nos
ML_AFF0023 | Axial Flow Fan | Axial flow Fan, 305 mm dia., motor rating 0.55 kw / 2 pole, 2800 rpm, 3650 m³/hr, Static pr. 15 mmwg |  |  | nos
ML_AFF0024 | Axial Flow Fan | Axial flow Fan, 305 mm dia., motor rating 0.55 kw / 2 pole, 2800 rpm, 3300 m³/hr, Static pr. 20 mmwg |  |  | nos
ML_AFF0025 | Axial Flow Fan | Axial flow Fan, 381 mm dia., motor rating 0.37 kw / 4 pole, 1440 rpm, 1400 m³/hr, Static pr. 5 mmwg |  |  | nos
ML_AFF0026 | Axial Flow Fan | Axial flow Fan, 381 mm dia., motor rating 0.37 kw / 4 pole, 1440 rpm, 850 m³/hr, Static pr. 10 mmwg |  |  | nos
ML_AFF0027 | Axial Flow Fan | Axial flow Fan, 381 mm dia., motor rating 0.37 kw / 4 pole, 1440 rpm, 3700 m³/hr, Static pr. 5 mmwg |  |  | nos
ML_AFF0028 | Axial Flow Fan | Axial flow Fan, 381 mm dia., motor rating 0.37 kw / 4 pole, 1440 rpm, 3100 m³/hr, Static pr. 10 mmwg |  |  | nos
ML_AFF0029 | Axial Flow Fan | Axial flow Fan, 381 mm dia., motor rating 0.55 kw / 2 pole, 2850 rpm, 4100 m³/hr, Static pr. 10 mmwg |  |  | nos
ML_AFF0030 | Axial Flow Fan | Axial flow Fan, 381 mm dia., motor rating 0.55 kw / 2 pole, 2850 rpm, 3900 m³/hr, Static pr. 15 mmwg |  |  | nos
ML_AFF0031 | Axial Flow Fan | Axial flow Fan, 381 mm dia., motor rating 0.55 kw / 2 pole, 2850 rpm, 3700 m³/hr, Static pr. 20 mmwg |  |  | nos
ML_AFF0032 | Axial Flow Fan | Axial flow Fan, 381 mm dia., motor rating 0.55 kw / 2 pole, 2850 rpm, 3300 m³/hr, Static pr. 25 mmwg |  |  | nos
ML_AFF0033 | Axial Flow Fan | Axial flow Fan, 381 mm dia., motor rating 0.55 kw / 2 pole, 2850 rpm, 3000 m³/hr, Static pr. 30 mmwg |  |  | nos
ML_AFF0034 | Axial Flow Fan | Axial flow Fan, 381 mm dia., motor rating 0.55 kw / 2 pole, 2850 rpm, 2600 m³/hr, Static pr. 35 mmwg |  |  | nos
ML_AFF0035 | Axial Flow Fan | Axial flow Fan, 381 mm dia., motor rating 0.75 kw / 2 pole, 2850 rpm, 5300 m³/hr, Static pr. 10 mmwg |  |  | nos
ML_AFF0036 | Axial Flow Fan | Axial flow Fan, 381 mm dia., motor rating 0.75 kw / 2 pole, 2850 rpm, 5100 m³/hr, Static pr. 15 mmwg |  |  | nos
ML_AFF0037 | Axial Flow Fan | Axial flow Fan, 381 mm dia., motor rating 0.75 kw / 2 pole, 2850 rpm, 5000 m³/hr, Static pr. 20 mmwg |  |  | nos
ML_AFF0038 | Axial Flow Fan | Axial flow Fan, 381 mm dia., motor rating 0.75 kw / 2 pole, 2850 rpm, 4600 m³/hr, Static pr. 25 mmwg |  |  | nos
ML_AFF0039 | Axial Flow Fan | Axial flow Fan, 381 mm dia., motor rating 0.75 kw / 2 pole, 2850 rpm, 4300 m³/hr, Static pr. 30 mmwg |  |  | nos
ML_AFF0040 | Axial Flow Fan | Axial flow Fan, 381 mm dia., motor rating 0.75 kw / 2 pole, 2850 rpm, 3700 m³/hr, Static pr. 35 mmwg |  |  | nos
ML_AFF0041 | Axial Flow Fan | Axial flow Fan, 381 mm dia., motor rating 1.10 kw / 2 pole, 2850 rpm, 6700 m³/hr, Static pr. 10 mmwg |  |  | nos
ML_AFF0042 | Axial Flow Fan | Axial flow Fan, 381 mm dia., motor rating 1.10 kw / 2 pole, 2850 rpm, 6500 m³/hr, Static pr. 15 mmwg |  |  | nos
ML_AFF0043 | Axial Flow Fan | Axial flow Fan, 381 mm dia., motor rating 1.10 kw / 2 pole, 2850 rpm, 6200 m³/hr, Static pr. 20 mmwg |  |  | nos
ML_AFF0044 | Axial Flow Fan | Axial flow Fan, 381 mm dia., motor rating 1.10 kw / 2 pole, 2850 rpm, 5700 m³/hr, Static pr. 25 mmwg |  |  | nos
ML_AFF0045 | Axial Flow Fan | Axial flow Fan, 381 mm dia., motor rating 1.10 kw / 2 pole, 2850 rpm, 5400 m³/hr, Static pr. 30 mmwg |  |  | nos
ML_AFF0046 | Axial Flow Fan | Axial flow Fan, 381 mm dia., motor rating 1.10 kw / 2 pole, 2850 rpm, 5000 m³/hr, Static pr. 35 mmwg |  |  | nos
ML_AFF0047 | Axial Flow Fan | Axial flow Fan, 381 mm dia., motor rating 1.50 kw / 2 pole, 2850 rpm, 8000 m³/hr, Static pr. 10 mmwg |  |  | nos
ML_AFF0048 | Axial Flow Fan | Axial flow Fan, 381 mm dia., motor rating 1.50 kw / 2 pole, 2850 rpm, 7850 m³/hr, Static pr. 15 mmwg |  |  | nos
ML_AFF0049 | Axial Flow Fan | Axial flow Fan, 381 mm dia., motor rating 1.50 kw / 2 pole, 2850 rpm, 7300 m³/hr, Static pr. 20 mmwg |  |  | nos
ML_AFF0050 | Axial Flow Fan | Axial flow Fan, 381 mm dia., motor rating 1.50 kw / 2 pole, 2850 rpm, 7100 m³/hr, Static pr. 25 mmwg |  |  | nos
ML_AFF0051 | Axial Flow Fan | Axial flow Fan, 381 mm dia., motor rating 1.50 kw / 2 pole, 2850 rpm, 6800 m³/hr, Static pr. 30 mmwg |  |  | nos
ML_AFF0052 | Axial Flow Fan | Axial flow Fan, 381 mm dia., motor rating 1.50 kw / 2 pole, 2850 rpm, 6300 m³/hr, Static pr. 35 mmwg |  |  | nos
ML_AFF0053 | Axial Flow Fan | Axial flow Fan, 483 mm dia., motor rating 0.37 kw / 4 pole, 1440 rpm, 6000 m³/hr, Static pr. 05 mmwg |  |  | nos
ML_AFF0054 | Axial Flow Fan | Axial flow Fan, 483 mm dia., motor rating 0.37 kw / 4 pole, 1440 rpm, 5500 m³/hr, Static pr. 10 mmwg |  |  | nos
ML_AFF0055 | Axial Flow Fan | Axial flow Fan, 483 mm dia., motor rating 0.37 kw / 4 pole, 1440 rpm, 4400 m³/hr, Static pr. 15 mmwg |  |  | nos
ML_AFF0056 | Axial Flow Fan | Axial flow Fan, 483 mm dia., motor rating 0.75 kw / 4 pole, 1440 rpm, 8000 m³/hr, Static pr. 05 mmwg |  |  | nos
ML_AFF0057 | Axial Flow Fan | Axial flow Fan, 483 mm dia., motor rating 0.75 kw / 4 pole, 1440 rpm, 7500 m³/hr, Static pr. 10 mmwg |  |  | nos
ML_AFF0058 | Axial Flow Fan | Axial flow Fan, 483 mm dia., motor rating 0.75 kw / 4 pole, 1440 rpm, 6200 m³/hr, Static pr. 15 mmwg |  |  | nos
ML_AFF0059 | Axial Flow Fan | Axial flow Fan, 483 mm dia., motor rating 1.50 kw / 2 pole, 2900 rpm, 6500 m³/hr, Static pr. 20 mmwg |  |  | nos
ML_AFF0060 | Axial Flow Fan | Axial flow Fan, 483 mm dia., motor rating 1.50 kw / 2 pole, 2900 rpm, 6200 m³/hr, Static pr. 25 mmwg |  |  | nos
ML_AFF0061 | Axial Flow Fan | Axial flow Fan, 483 mm dia., motor rating 1.50 kw / 2 pole, 2900 rpm, 6000 m³/hr, Static pr. 30 mmwg |  |  | nos
ML_AFF0062 | Axial Flow Fan | Axial flow Fan, 483 mm dia., motor rating 1.50 kw / 2 pole, 2900 rpm, 5800 m³/hr, Static pr. 35 mmwg |  |  | nos
ML_AFF0063 | Axial Flow Fan | Axial flow Fan, 483 mm dia., motor rating 1.50 kw / 2 pole, 2900 rpm, 5200 m³/hr, Static pr. 40 mmwg |  |  | nos
ML_AFF0064 | Axial Flow Fan | Axial flow Fan, 483 mm dia., motor rating 1.50 kw / 2 pole, 2900 rpm, 4500 m³/hr, Static pr. 50 mmwg |  |  | nos
ML_AFF0065 | Axial Flow Fan | Axial flow Fan, 483 mm dia., motor rating 1.50 kw / 2 pole, 2900 rpm, 3500 m³/hr, Static pr. 60 mmwg |  |  | nos
ML_AFF0066 | Axial Flow Fan | Axial flow Fan, 610 mm dia., motor rating 0.37 kw / 6 pole, 940 rpm, 4000 m³/hr, Static pr. 05 mmwg |  |  | nos
ML_AFF0067 | Axial Flow Fan | Axial flow Fan, 610 mm dia., motor rating 0.37 kw / 6 pole, 940 rpm, 2200 m³/hr, Static pr. 10 mmwg |  |  | nos
ML_AFF0068 | Axial Flow Fan | Axial flow Fan, 610 mm dia., motor rating 0.55 kw / 6 pole, 940 rpm, 8700 m³/hr, Static pr. 5 mmwg |  |  | nos
ML_AFF0069 | Axial Flow Fan | Axial flow Fan, 610 mm dia., motor rating 0.55 kw / 6 pole, 940 rpm, 8000 m³/hr, Static pr. 10 mmwg |  |  | nos
ML_AFF0070 | Axial Flow Fan | Axial flow Fan, 610 mm dia., motor rating 0.75 kw / 4 pole, 1440 rpm, 9000 m³/hr, Static pr. 10 mmwg |  |  | nos
ML_AFF0071 | Axial Flow Fan | Axial flow Fan, 610 mm dia., motor rating 0.75 kw / 4 pole, 1440 rpm, 8300 m³/hr, Static pr. 15 mmwg |  |  | nos
ML_AFF0072 | Axial Flow Fan | Axial flow Fan, 610 mm dia., motor rating 0.75 kw / 4 pole, 1440 rpm, 7000 m³/hr, Static pr. 20 mmwg |  |  | nos
ML_AFF0073 | Axial Flow Fan | Axial flow Fan, 610 mm dia., motor rating 1.10 kw / 4 pole, 1440 rpm, 12000 m³/hr, Static pr. 5 mmwg |  |  | nos
ML_AFF0074 | Axial Flow Fan | Axial flow Fan, 610 mm dia., motor rating 1.10 kw / 4 pole, 1440 rpm, 10000 m³/hr, Static pr. 10 mmwg |  |  | nos
ML_AFF0075 | Axial Flow Fan | Axial flow Fan, 610 mm dia., motor rating 1.10 kw / 4 pole, 1440 rpm, 9800 m³/hr, Static pr. 20 mmwg |  |  | nos
ML_AFF0076 | Axial Flow Fan | Axial flow Fan, 610 mm dia., motor rating 1.5 kw / 4 pole, 1440 rpm, 13600 m³/hr, Static pr. 10 mmwg |  |  | nos
ML_AFF0077 | Axial Flow Fan | Axial flow Fan, 610 mm dia., motor rating 1.5 kw / 4 pole, 1440 rpm, 13000 m³/hr, Static pr. 15 mmwg |  |  | nos
ML_AFF0078 | Axial Flow Fan | Axial flow Fan, 610 mm dia., motor rating 1.5 kw / 4 pole, 1440 rpm, 11300 m³/hr, Static pr. 20 mmwg |  |  | nos
ML_AFF0079 | Axial Flow Fan | Axial flow Fan, 610 mm dia., motor rating 2.2 kw / 4 pole, 1440 rpm, 16500 m³/hr, Static pr. 10 mmwg |  |  | nos
ML_AFF0080 | Axial Flow Fan | Axial flow Fan, 610 mm dia., motor rating 2.2 kw / 4 pole, 1440 rpm, 15500 m³/hr, Static pr. 15 mmwg |  |  | nos
ML_AFF0081 | Axial Flow Fan | Axial flow Fan, 610 mm dia., motor rating 2.2 kw / 4 pole, 1440 rpm, 14000 m³/hr, Static pr. 20 mmwg |  |  | nos
ML_AFF0082 | Axial Flow Fan | Axial flow Fan, 610 mm dia., motor rating 5.5 kw / 2 pole, 2950 rpm, 18000 m³/hr, Static pr. 20 mmwg |  |  | nos
ML_AFF0083 | Axial Flow Fan | Axial flow Fan, 610 mm dia., motor rating 5.5 kw / 2 pole, 2950 rpm, 17900 m³/hr, Static pr. 25 mmwg |  |  | nos
ML_AFF0084 | Axial Flow Fan | Axial flow Fan, 610 mm dia., motor rating 5.5 kw / 2 pole, 2950 rpm, 17800 m³/hr, Static pr. 30 mmwg |  |  | nos
ML_AFF0085 | Axial Flow Fan | Axial flow Fan, 610 mm dia., motor rating 5.5 kw / 2 pole, 2950 rpm, 17100 m³/hr, Static pr. 35 mmwg |  |  | nos
ML_AFF0086 | Axial Flow Fan | Axial flow Fan, 610 mm dia., motor rating 5.5 kw / 2 pole, 2950 rpm, 16500 m³/hr, Static pr. 40 mmwg |  |  | nos
ML_AFF0087 | Axial Flow Fan | Axial flow Fan, 610 mm dia., motor rating 5.5 kw / 2 pole, 2950 rpm, 15500 m³/hr, Static pr. 50 mmwg |  |  | nos
ML_AFF0088 | Axial Flow Fan | Axial flow Fan, 610 mm dia., motor rating 5.5 kw / 2 pole, 2950 rpm, 14500 m³/hr, Static pr. 60 mmwg |  |  | nos
ML_AFF0089 | Axial Flow Fan | Axial flow Fan, 610 mm dia., motor rating 5.5 kw / 2 pole, 2950 rpm, 13500 m³/hr, Static pr. 70 mmwg |  |  | nos
ML_AFF0090 | Axial Flow Fan | Axial flow Fan, 610 mm dia., motor rating 5.5 kw / 2 pole, 2950 rpm, 12300 m³/hr, Static pr. 80 mmwg |  |  | nos
ML_AFF0091 | Axial Flow Fan | Axial flow Fan, 610 mm dia., motor rating 5.5 kw / 2 pole, 2950 rpm, 11000 m³/hr, Static pr. 90 mmwg |  |  | nos
ML_AFF0092 | Axial Flow Fan | Axial flow Fan, 610 mm dia., motor rating 7.5 kw / 2 pole, 2950 rpm, 21500 m³/hr, Static pr. 20 mmwg |  |  | nos
ML_AFF0093 | Axial Flow Fan | Axial flow Fan, 610 mm dia., motor rating 7.5 kw / 2 pole, 2950 rpm, 21250 m³/hr, Static pr. 25 mmwg |  |  | nos
ML_AFF0094 | Axial Flow Fan | Axial flow Fan, 610 mm dia., motor rating 7.5 kw / 2 pole, 2950 rpm, 21000 m³/hr, Static pr. 30 mmwg |  |  | nos
ML_AFF0095 | Axial Flow Fan | Axial flow Fan, 610 mm dia., motor rating 7.5 kw / 2 pole, 2950 rpm, 20500 m³/hr, Static pr. 35 mmwg |  |  | nos
ML_AFF0096 | Axial Flow Fan | Axial flow Fan, 610 mm dia., motor rating 7.5 kw / 2 pole, 2950 rpm, 20000 m³/hr, Static pr. 40 mmwg |  |  | nos
ML_AFF0097 | Axial Flow Fan | Axial flow Fan, 610 mm dia., motor rating 7.5 kw / 2 pole, 2950 rpm, 19000 m³/hr, Static pr. 50 mmwg |  |  | nos
ML_AFF0098 | Axial Flow Fan | Axial flow Fan, 610 mm dia., motor rating 7.5 kw / 2 pole, 2950 rpm, 18500 m³/hr, Static pr. 60 mmwg |  |  | nos
ML_AFF0099 | Axial Flow Fan | Axial flow Fan, 610 mm dia., motor rating 7.5 kw / 2 pole, 2950 rpm, 17500 m³/hr, Static pr. 70 mmwg |  |  | nos
ML_AFF0100 | Axial Flow Fan | Axial flow Fan, 610 mm dia., motor rating 7.5 kw / 2 pole, 2950 rpm, 16000 m³/hr, Static pr. 80 mmwg |  |  | nos
ML_AFF0101 | Axial Flow Fan | Axial flow Fan, 610 mm dia., motor rating 7.5 kw / 2 pole, 2950 rpm, 14500 m³/hr, Static pr. 90 mmwg |  |  | nos
ML_AFF0102 | Axial Flow Fan | Axial flow Fan, 610 mm dia., motor rating 11 kw / 2 pole, 2950 rpm, 27000 m³/hr, Static pr. 20 mmwg |  |  | nos
ML_AFF0103 | Axial Flow Fan | Axial flow Fan, 610 mm dia., motor rating 11 kw / 2 pole, 2950 rpm, 26750 m³/hr, Static pr. 25 mmwg |  |  | nos
ML_AFF0104 | Axial Flow Fan | Axial flow Fan, 610 mm dia., motor rating 11 kw / 2 pole, 2950 rpm, 26500 m³/hr, Static pr. 30 mmwg |  |  | nos
ML_AFF0105 | Axial Flow Fan | Axial flow Fan, 610 mm dia., motor rating 11 kw / 2 pole, 2950 rpm, 26000 m³/hr, Static pr. 35 mmwg |  |  | nos
ML_AFF0106 | Axial Flow Fan | Axial flow Fan, 610 mm dia., motor rating 11 kw / 2 pole, 2950 rpm, 25500 m³/hr, Static pr. 40 mmwg |  |  | nos
ML_AFF0107 | Axial Flow Fan | Axial flow Fan, 610 mm dia., motor rating 11 kw / 2 pole, 2950 rpm, 24500 m³/hr, Static pr. 50 mmwg |  |  | nos
ML_AFF0108 | Axial Flow Fan | Axial flow Fan, 610 mm dia., motor rating 11 kw / 2 pole, 2950 rpm, 23000 m³/hr, Static pr. 60 mmwg |  |  | nos
ML_AFF0109 | Axial Flow Fan | Axial flow Fan, 610 mm dia., motor rating 11 kw / 2 pole, 2950 rpm, 22000 m³/hr, Static pr. 70 mmwg |  |  | nos
ML_AFF0110 | Axial Flow Fan | Axial flow Fan, 610 mm dia., motor rating 11 kw / 2 pole, 2950 rpm, 21000 m³/hr, Static pr. 80 mmwg |  |  | nos
ML_AFF0111 | Axial Flow Fan | Axial flow Fan, 610 mm dia., motor rating 11 kw / 2 pole, 2950 rpm, 20000 m³/hr, Static pr. 90 mmwg |  |  | nos
ML_AFF0112 | Axial Flow Fan | Axial flow Fan, 762 mm dia., motor rating 0.55 kw / 6 pole, 940 rpm, 9500 m³/hr, Static pr. 5 mmwg |  |  | nos
ML_AFF0113 | Axial Flow Fan | Axial flow Fan, 762 mm dia., motor rating 0.55 kw / 6 pole, 940 rpm, 8000 m³/hr, Static pr. 10 mmwg |  |  | nos
ML_AFF0114 | Axial Flow Fan | Axial flow Fan, 762 mm dia., motor rating 0.55 kw / 6 pole, 940 rpm, 6000 m³/hr, Static pr. 15 mmwg |  |  | nos
ML_AFF0115 | Axial Flow Fan | Axial flow Fan, 762 mm dia., motor rating 0.75 kw / 6 pole, 940 rpm, 13500 m³/hr, Static pr. 5 mmwg |  |  | nos
ML_AFF0116 | Axial Flow Fan | Axial flow Fan, 762 mm dia., motor rating 0.75 kw / 6 pole, 940 rpm, 11750 m³/hr, Static pr. 10 mmwg |  |  | nos
ML_AFF0117 | Axial Flow Fan | Axial flow Fan, 762 mm dia., motor rating 0.75 kw / 6 pole, 940 rpm, 9000 m³/hr, Static pr. 15 mmwg |  |  | nos
ML_AFF0118 | Axial Flow Fan | Axial flow Fan, 762 mm dia., motor rating 0.75 kw / 6 pole, 940 rpm, 17000 m³/hr, Static pr. 5 mmwg |  |  | nos
ML_AFF0119 | Axial Flow Fan | Axial flow Fan, 762 mm dia., motor rating 0.75 kw / 6 pole, 940 rpm, 15000 m³/hr, Static pr. 10 mmwg |  |  | nos
ML_AFF0120 | Axial Flow Fan | Axial flow Fan, 762 mm dia., motor rating 0.75 kw / 6 pole, 940 rpm, 12000 m³/hr, Static pr. 15 mmwg |  |  | nos
ML_AFF0121 | Axial Flow Fan | Axial flow Fan, 762 mm dia., motor rating 1.50 kw / 6 pole, 940 rpm, 20000 m³/hr, Static pr. 5 mmwg |  |  | nos
ML_AFF0122 | Axial Flow Fan | Axial flow Fan, 762 mm dia., motor rating 1.50 kw / 6 pole, 940 rpm, 18000 m³/hr, Static pr. 10 mmwg |  |  | nos
ML_AFF0123 | Axial Flow Fan | Axial flow Fan, 762 mm dia., motor rating 1.50 kw / 6 pole, 940 rpm, 15800 m³/hr, Static pr. 15 mmwg |  |  | nos
ML_AFF0124 | Axial Flow Fan | Axial flow Fan, 762 mm dia., motor rating 1.50 kw / 4 pole,1450 rpm, 13000 m³/hr, Static pr. 10 mmwg |  |  | nos
ML_AFF0125 | Axial Flow Fan | Axial flow Fan, 762 mm dia., motor rating 1.50 kw / 4 pole, 1450 rpm, 12000 m³/hr, Static pr. 15 mmwg |  |  | nos
ML_AFF0126 | Axial Flow Fan | Axial flow Fan, 762 mm dia., motor rating 1.50 kw / 4 pole, 1450 rpm, 11300 m³/hr, Static pr. 20 mmwg |  |  | nos
ML_AFF0127 | Axial Flow Fan | Axial flow Fan, 762 mm dia., motor rating 1.50 kw / 4 pole, 1450 rpm, 10250 m³/hr, Static pr. 25 mmwg |  |  | nos
ML_AFF0128 | Axial Flow Fan | Axial flow Fan, 762 mm dia., motor rating 1.50 kw / 4 pole, 1450 rpm, 9000 m³/hr, Static pr. 30 mmwg |  |  | nos
ML_AFF0129 | Axial Flow Fan | Axial flow Fan, 762 mm dia., motor rating 1.50 kw / 4 pole, 1450 rpm, 8000 m³/hr, Static pr. 35 mmwg |  |  | nos
ML_AFF0130 | Axial Flow Fan | Axial flow Fan, 762 mm dia., motor rating 2.20 kw / 4 pole, 1450 rpm, 17000 m³/hr, Static pr. 10 mmwg |  |  | nos
ML_AFF0131 | Axial Flow Fan | Axial flow Fan, 762 mm dia., motor rating 2.20 kw / 4 pole, 1450 rpm, 15800 m³/hr, Static pr. 15 mmwg |  |  | nos
ML_AFF0132 | Axial Flow Fan | Axial flow Fan, 762 mm dia., motor rating 2.20 kw / 4 pole, 1450 rpm, 15000 m³/hr, Static pr. 20 mmwg |  |  | nos
ML_AFF0133 | Axial Flow Fan | Axial flow Fan, 762 mm dia., motor rating 2.20 kw / 4 pole, 1450 rpm, 14000 m³/hr, Static pr. 25 mmwg |  |  | nos
ML_AFF0134 | Axial Flow Fan | Axial flow Fan, 762 mm dia., motor rating 2.20 kw / 4 pole, 1450 rpm, 12800 m³/hr, Static pr. 30 mmwg |  |  | nos
ML_AFF0135 | Axial Flow Fan | Axial flow Fan, 762 mm dia., motor rating 2.20 kw / 4 pole, 1450 rpm, 11000 m³/hr, Static pr. 35 mmwg |  |  | nos
ML_AFF0136 | Axial Flow Fan | Axial flow Fan, 762 mm dia., motor rating 3.70 kw / 4 pole, 1450 rpm, 20500 m³/hr, Static pr. 10 mmwg |  |  | nos
ML_AFF0137 | Axial Flow Fan | Axial flow Fan, 762 mm dia., motor rating 3.70 kw / 4 pole, 1450 rpm, 19800 m³/hr, Static pr. 15 mmwg |  |  | nos
ML_AFF0138 | Axial Flow Fan | Axial flow Fan, 762 mm dia., motor rating 3.70 kw / 4 pole, 1450 rpm, 18500 m³/hr, Static pr. 20 mmwg |  |  | nos
ML_AFF0139 | Axial Flow Fan | Axial flow Fan, 762 mm dia., motor rating 3.70 kw / 4 pole, 1450 rpm, 17800 m³/hr, Static pr. 25 mmwg |  |  | nos
ML_AFF0140 | Axial Flow Fan | Axial flow Fan, 762 mm dia., motor rating 3.70 kw / 4 pole, 1450 rpm, 16500 m³/hr, Static pr. 30 mmwg |  |  | nos
ML_AFF0141 | Axial Flow Fan | Axial flow Fan, 762 mm dia., motor rating 3.70 kw / 4 pole, 1450 rpm, 14500 m³/hr, Static pr. 35 mmwg |  |  | nos
ML_AFF0142 | Axial Flow Fan | Axial flow Fan, 762 mm dia., motor rating 5.50 kw / 4 pole, 1450 rpm, 32000 m³/hr, Static pr. 10 mmwg |  |  | nos
ML_AFF0143 | Axial Flow Fan | Axial flow Fan, 762 mm dia., motor rating 5.50 kw / 4 pole, 1450 rpm, 31000 m³/hr, Static pr. 15 mmwg |  |  | nos
ML_AFF0144 | Axial Flow Fan | Axial flow Fan, 762 mm dia., motor rating 5.50 kw / 4 pole, 1450 rpm, 29000 m³/hr, Static pr. 20 mmwg |  |  | nos
ML_AFF0145 | Axial Flow Fan | Axial flow Fan, 762 mm dia., motor rating 5.50 kw / 4 pole, 1450 rpm, 27500 m³/hr, Static pr. 25 mmwg |  |  | nos
ML_AFF0146 | Axial Flow Fan | Axial flow Fan, 762 mm dia., motor rating 5.50 kw / 4 pole, 1450 rpm, 26000 m³/hr, Static pr. 30 mmwg |  |  | nos
ML_AFF0147 | Axial Flow Fan | Axial flow Fan, 762 mm dia., motor rating 5.50 kw / 4 pole, 1450 rpm, 24000 m³/hr, Static pr. 35 mmwg |  |  | nos
ML_AFF0148 | Axial Flow Fan | Axial flow Fan, 965 mm dia., motor rating 1.50 kw / 6 pole, 960 rpm, 17000 m³/hr, Static pr. 10 mmwg |  |  | nos
ML_AFF0149 | Axial Flow Fan | Axial flow Fan, 965 mm dia., motor rating 1.50 kw / 6 pole, 960 rpm, 15250 m³/hr, Static pr. 15 mmwg |  |  | nos
ML_AFF0150 | Axial Flow Fan | Axial flow Fan, 965 mm dia., motor rating 1.50 kw / 6 pole, 960 rpm, 13000 m³/hr, Static pr. 20 mmwg |  |  | nos
ML_AFF0151 | Axial Flow Fan | Axial flow Fan, 965 mm dia., motor rating 1.50 kw / 6 pole, 960 rpm, 98000 m³/hr, Static pr. 25 mmwg |  |  | nos
ML_AFF0152 | Axial Flow Fan | Axial flow Fan, 965 mm dia., motor rating 2.20 kw / 6 pole, 960 rpm, 21500 m³/hr, Static pr. 10 mmwg |  |  | nos
ML_AFF0153 | Axial Flow Fan | Axial flow Fan, 965 mm dia., motor rating 2.20 kw / 6 pole, 960 rpm, 19500 m³/hr, Static pr. 15 mmwg |  |  | nos
ML_AFF0154 | Axial Flow Fan | Axial flow Fan, 965 mm dia., motor rating 2.20 kw / 6 pole, 960 rpm, 18000 m³/hr, Static pr. 20 mmwg |  |  | nos
ML_AFF0155 | Axial Flow Fan | Axial flow Fan, 965 mm dia., motor rating 2.20 kw / 6 pole, 960 rpm, 14800 m³/hr, Static pr. 25 mmwg |  |  | nos
ML_AFF0156 | Axial Flow Fan | Axial flow Fan, 965 mm dia., motor rating 3.70 kw / 6 pole, 960 rpm, 33500 m³/hr, Static pr. 10 mmwg |  |  | nos
ML_AFF0157 | Axial Flow Fan | Axial flow Fan, 965 mm dia., motor rating 3.70 kw / 6 pole, 960 rpm, 31500 m³/hr, Static pr. 15 mmwg |  |  | nos
ML_AFF0158 | Axial Flow Fan | Axial flow Fan, 965 mm dia., motor rating 3.70 kw / 6 pole, 960 rpm, 29500 m³/hr, Static pr. 20 mmwg |  |  | nos
ML_AFF0159 | Axial Flow Fan | Axial flow Fan, 965 mm dia., motor rating 5.50 kw / 6 pole, 960 rpm, 42000 m³/hr, Static pr. 10 mmwg |  |  | nos
ML_AFF0160 | Axial Flow Fan | Axial flow Fan, 965 mm dia., motor rating 5.50 kw / 6 pole, 960 rpm, 39000 m³/hr, Static pr. 15 mmwg |  |  | nos
ML_AFF0161 | Axial Flow Fan | Axial flow Fan, 965 mm dia., motor rating 5.50 kw / 6 pole, 960 rpm, 37000 m³/hr, Static pr. 20 mmwg |  |  | nos
ML_AFF0162 | Axial Flow Fan | Axial flow Fan, 965 mm dia., motor rating 5.50 kw / 6 pole, 960 rpm, 34000 m³/hr, Static pr. 25 mmwg |  |  | nos
ML_AFF0163 | Axial Flow Fan | Axial flow Fan, 965 mm dia., motor rating 5.50 kw / 4 pole, 1475 rpm, 26000 m³/hr, Static pr. 20 mmwg |  |  | nos
ML_AFF0164 | Axial Flow Fan | Axial flow Fan, 965 mm dia., motor rating 5.50 kw / 4 pole, 1475 rpm, 25000 m³/hr, Static pr. 25 mmwg |  |  | nos
ML_AFF0165 | Axial Flow Fan | Axial flow Fan, 965 mm dia., motor rating 5.50 kw / 4 pole, 1475 rpm, 24500 m³/hr, Static pr. 30 mmwg |  |  | nos
ML_AFF0166 | Axial Flow Fan | Axial flow Fan, 965 mm dia., motor rating 5.50 kw / 4 pole, 1475 rpm, 23000 m³/hr, Static pr. 35 mmwg |  |  | nos
ML_AFF0167 | Axial Flow Fan | Axial flow Fan, 965 mm dia., motor rating 5.50 kw / 4 pole, 1475 rpm, 22000 m³/hr, Static pr. 40 mmwg |  |  | nos
ML_AFF0168 | Axial Flow Fan | Axial flow Fan, 965 mm dia., motor rating 5.50 kw / 4 pole, 1475 rpm, 18000 m³/hr, Static pr. 50 mmwg |  |  | nos
ML_AFF0169 | Axial Flow Fan | Axial flow Fan, 965 mm dia., motor rating 5.50 kw / 4 pole, 1475 rpm, 15000 m³/hr, Static pr. 60 mmwg |  |  | nos
ML_AFF0170 | Axial Flow Fan | Axial flow Fan, 965 mm dia., motor rating 7.50 kw / 4 pole, 1475 rpm, 35000 m³/hr, Static pr. 20 mmwg |  |  | nos
ML_AFF0171 | Axial Flow Fan | Axial flow Fan, 965 mm dia., motor rating 7.50 kw / 4 pole, 1475 rpm, 33000 m³/hr, Static pr. 25 mmwg |  |  | nos
ML_AFF0172 | Axial Flow Fan | Axial flow Fan, 965 mm dia., motor rating 7.50 kw / 4 pole, 1475 rpm, 32500 m³/hr, Static pr. 30 mmwg |  |  | nos
ML_AFF0173 | Axial Flow Fan | Axial flow Fan, 965 mm dia., motor rating 7.50 kw / 4 pole, 1475 rpm, 30500 m³/hr, Static pr. 35 mmwg |  |  | nos
ML_AFF0174 | Axial Flow Fan | Axial flow Fan, 965 mm dia., motor rating 7.50 kw / 4 pole, 1475 rpm, 30000 m³/hr, Static pr. 40 mmwg |  |  | nos
ML_AFF0175 | Axial Flow Fan | Axial flow Fan, 965 mm dia., motor rating 7.50 kw / 4 pole, 1475 rpm, 26000 m³/hr, Static pr. 50 mmwg |  |  | nos
ML_AFF0176 | Axial Flow Fan | Axial flow Fan, 965 mm dia., motor rating 7.50 kw / 4 pole, 1475 rpm, 22000 m³/hr, Static pr. 60 mmwg |  |  | nos
ML_AFF0177 | Axial Flow Fan | Axial flow Fan, 965 mm dia., motor rating 11 kw / 4 pole, 1475 rpm, 46000 m³/hr, Static pr. 20 mmwg |  |  | nos
ML_AFF0178 | Axial Flow Fan | Axial flow Fan, 965 mm dia., motor rating 11 kw / 4 pole, 1475 rpm, 45000 m³/hr, Static pr. 25 mmwg |  |  | nos
ML_AFF0179 | Axial Flow Fan | Axial flow Fan, 965 mm dia., motor rating 11 kw / 4 pole, 1475 rpm, 44000 m³/hr, Static pr. 30 mmwg |  |  | nos
ML_AFF0180 | Axial Flow Fan | Axial flow Fan, 965 mm dia., motor rating 11 kw / 4 pole, 1475 rpm, 42500 m³/hr, Static pr. 35 mmwg |  |  | nos
ML_AFF0181 | Axial Flow Fan | Axial flow Fan, 965 mm dia., motor rating 11 kw / 4 pole, 1475 rpm, 41000 m³/hr, Static pr. 40 mmwg |  |  | nos
ML_AFF0182 | Axial Flow Fan | Axial flow Fan, 965 mm dia., motor rating 11 kw / 4 pole, 1475 rpm, 37500 m³/hr, Static pr. 50 mmwg |  |  | nos
ML_AFF0183 | Axial Flow Fan | Axial flow Fan, 965 mm dia., motor rating 11 kw / 4 pole, 1475 rpm, 32500 m³/hr, Static pr. 60 mmwg |  |  | nos
ML_AFF0184 | Axial Flow Fan | Axial flow Fan, 965 mm dia., motor rating 15 kw / 4 pole, 1475 rpm, 56000 m³/hr, Static pr. 20 mmwg |  |  | nos
ML_AFF0185 | Axial Flow Fan | Axial flow Fan, 965 mm dia., motor rating 15 kw / 4 pole, 1475 rpm, 54500 m³/hr, Static pr. 25 mmwg |  |  | nos
ML_AFF0186 | Axial Flow Fan | Axial flow Fan, 965 mm dia., motor rating 15 kw / 4 pole, 1475 rpm, 54000 m³/hr, Static pr. 30 mmwg |  |  | nos
ML_AFF0187 | Axial Flow Fan | Axial flow Fan, 965 mm dia., motor rating 15 kw / 4 pole, 1475 rpm, 51500 m³/hr, Static pr. 35 mmwg |  |  | nos
ML_AFF0188 | Axial Flow Fan | Axial flow Fan, 965 mm dia., motor rating 15 kw / 4 pole, 1475 rpm, 51000 m³/hr, Static pr. 40 mmwg |  |  | nos
ML_AFF0189 | Axial Flow Fan | Axial flow Fan, 965 mm dia., motor rating 15 kw / 4 pole, 1475 rpm, 47000 m³/hr, Static pr. 50 mmwg |  |  | nos
ML_AFF0190 | Axial Flow Fan | Axial flow Fan, 965 mm dia., motor rating 15 kw / 4 pole, 1475 rpm, 44000 m³/hr, Static pr. 60 mmwg |  |  | nos
ML_AFF0191 | Axial Flow Fan | Axial flow Fan, 965 mm dia., motor rating 18.5 kw / 4 pole, 1475 rpm, 65000 m³/hr, Static pr. 20 mmwg |  |  | nos
ML_AFF0192 | Axial Flow Fan | Axial flow Fan, 965 mm dia., motor rating 15 kw / 4 pole, 1475 rpm, 63000 m³/hr, Static pr. 25 mmwg |  |  | nos
ML_AFF0193 | Axial Flow Fan | Axial flow Fan, 965 mm dia., motor rating 15 kw / 4 pole, 1475 rpm, 62000 m³/hr, Static pr. 30 mmwg |  |  | nos
ML_AFF0194 | Axial Flow Fan | Axial flow Fan, 965 mm dia., motor rating 15 kw / 4 pole, 1475 rpm,60000 m³/hr, Static pr. 35 mmwg |  |  | nos
ML_AFF0195 | Axial Flow Fan | Axial flow Fan, 965 mm dia., motor rating 15 kw / 4 pole, 1475 rpm, 58500 m³/hr, Static pr. 40 mmwg |  |  | nos
ML_AFF0196 | Axial Flow Fan | Axial flow Fan, 965 mm dia., motor rating 15 kw / 4 pole, 1475 rpm, 54500 m³/hr, Static pr. 50 mmwg |  |  | nos
ML_AFF0197 | Axial Flow Fan | Axial flow Fan, 965 mm dia., motor rating 15 kw / 4 pole, 1475 rpm, 51000 m³/hr, Static pr. 60 mmwg |  |  | nos
ML_AFF0198 | Axial Flow Fan | Axial flow Fan, 1219 mm dia., motor rating 5.5 kw / 6 pole, 975 rpm,36000 m³/hr, Static pr. 20 mmwg |  |  | nos
ML_AFF0199 | Axial Flow Fan | Axial flow Fan, 1219 mm dia., motor rating 5.5 kw / 6 pole, 975 rpm,34500 m³/hr, Static pr. 25 mmwg |  |  | nos
ML_AFF0200 | Axial Flow Fan | Axial flow Fan, 1219 mm dia., motor rating 5.5 kw / 6 pole, 975 rpm,30500 m³/hr, Static pr. 30 mmwg |  |  | nos
ML_AFF0201 | Axial Flow Fan | Axial flow Fan, 1219 mm dia., motor rating 5.5 kw / 6 pole, 975 rpm,28000 m³/hr, Static pr. 35 mmwg |  |  | nos
ML_AFF0202 | Axial Flow Fan | Axial flow Fan, 1219 mm dia., motor rating 5.5 kw / 6 pole, 975 rpm,22000 m³/hr, Static pr. 40 mmwg |  |  | nos
ML_AFF0203 | Axial Flow Fan | Axial flow Fan, 1219 mm dia., motor rating 7.5 kw / 6 pole, 975 rpm,47000 m³/hr, Static pr. 20 mmwg |  |  | nos
ML_AFF0204 | Axial Flow Fan | Axial flow Fan, 1219 mm dia., motor rating 7.5 kw / 6 pole, 975 rpm,44500 m³/hr, Static pr. 25 mmwg |  |  | nos
ML_AFF0205 | Axial Flow Fan | Axial flow Fan, 1219 mm dia., motor rating 7.5 kw / 6 pole, 975 rpm,43000 m³/hr, Static pr. 30 mmwg |  |  | nos
ML_AFF0206 | Axial Flow Fan | Axial flow Fan, 1219 mm dia., motor rating 7.5 kw / 6 pole, 975 rpm,39000 m³/hr, Static pr. 35 mmwg |  |  | nos
ML_AFF0207 | Axial Flow Fan | Axial flow Fan, 1219 mm dia., motor rating 7.5 kw / 6 pole, 975 rpm,35000 m³/hr, Static pr. 40 mmwg |  |  | nos
ML_AFF0208 | Axial Flow Fan | Axial flow Fan, 1219 mm dia., motor rating 11 kw / 6 pole, 975 rpm,62000 m³/hr, Static pr. 20 mmwg |  |  | nos
ML_AFF0209 | Axial Flow Fan | Axial flow Fan, 1219 mm dia., motor rating 11 kw / 6 pole, 975 rpm,59500 m³/hr, Static pr. 25 mmwg |  |  | nos
ML_AFF0210 | Axial Flow Fan | Axial flow Fan, 1219 mm dia., motor rating 11 kw / 6 pole, 975 rpm,57000 m³/hr, Static pr. 30 mmwg |  |  | nos
ML_AFF0211 | Axial Flow Fan | Axial flow Fan, 1219 mm dia., motor rating 11 kw / 6 pole, 975 rpm,52500 m³/hr, Static pr. 35 mmwg |  |  | nos
ML_AFF0212 | Axial Flow Fan | Axial flow Fan, 1219 mm dia., motor rating 11 kw / 6 pole, 975 rpm,50000 m³/hr, Static pr. 40 mmwg |  |  | nos
ML_AFF0213 | Axial Flow Fan | Axial flow Fan, 1219 mm dia., motor rating 15 kw / 6 pole, 975 rpm,77000 m³/hr, Static pr. 20 mmwg |  |  | nos
ML_AFF0214 | Axial Flow Fan | Axial flow Fan, 1219 mm dia., motor rating 15 kw / 6 pole, 975 rpm,74500 m³/hr, Static pr. 25 mmwg |  |  | nos
ML_AFF0215 | Axial Flow Fan | Axial flow Fan, 1219 mm dia., motor rating 15 kw / 6 pole, 975 rpm,69000 m³/hr, Static pr. 30 mmwg |  |  | nos
ML_AFF0216 | Axial Flow Fan | Axial flow Fan, 1219 mm dia., motor rating 15 kw / 6 pole, 975 rpm,67500 m³/hr, Static pr. 35 mmwg |  |  | nos
ML_AFF0217 | Axial Flow Fan | Axial flow Fan, 1219 mm dia., motor rating 15 kw / 6 pole, 975 rpm,64000 m³/hr, Static pr. 40 mmwg |  |  | nos
ML_AFF0218 | Axial Flow Fan | Axial flow Fan, 1219 mm dia., motor rating 18.5 kw / 6 pole, 975 rpm,85000 m³/hr, Static pr. 20 mmwg |  |  | nos
ML_AFF0219 | Axial Flow Fan | Axial flow Fan, 1219 mm dia., motor rating 18.5 kw / 6 pole, 975 rpm,81000 m³/hr, Static pr. 25 mmwg |  |  | nos
ML_AFF0220 | Axial Flow Fan | Axial flow Fan, 1219 mm dia., motor rating 18.5 kw / 6 pole, 975 rpm,75000 m³/hr, Static pr. 30 mmwg |  |  | nos
ML_AFF0221 | Axial Flow Fan | Axial flow Fan, 1219 mm dia., motor rating 18.5 kw / 6 pole, 975 rpm,73000 m³/hr, Static pr. 35 mmwg |  |  | nos
ML_AFF0222 | Axial Flow Fan | Axial flow Fan, 1219 mm dia., motor rating 18.5 kw / 6 pole, 975 rpm,70000 m³/hr, Static pr. 40 mmwg |  |  | nos
ML_AFF0223 | Axial Flow Fan | Axial flow Fan, 1219 mm dia., motor rating 18.5 kw / 4 pole, 1480 rpm,50000 m³/hr, Static pr. 50 mmwg |  |  | nos
ML_AFF0224 | Axial Flow Fan | Axial flow Fan, 1219 mm dia., motor rating 18.5 kw / 4 pole, 1480 rpm,45000 m³/hr, Static pr. 60 mmwg |  |  | nos
ML_AFF0225 | Axial Flow Fan | Axial flow Fan, 1219 mm dia., motor rating 18.5 kw / 4 pole, 1480 rpm,41000 m³/hr, Static pr. 70 mmwg |  |  | nos
ML_AFF0226 | Axial Flow Fan | Axial flow Fan, 1219 mm dia., motor rating 18.5 kw / 4 pole, 1480 rpm,38000 m³/hr, Static pr. 80 mmwg |  |  | nos
ML_AFF0227 | Axial Flow Fan | Axial flow Fan, 1219 mm dia., motor rating 18.5 kw / 4 pole, 1480 rpm,35000 m³/hr, Static pr. 90 mmwg |  |  | nos
ML_AFF0228 | Axial Flow Fan | Axial flow Fan, 1219 mm dia., motor rating 18.5 kw / 4 pole, 1480 rpm,28000 m³/hr, Static pr. 100 mmwg |  |  | nos
ML_AFF0229 | Axial Flow Fan | Axial flow Fan, 1219 mm dia., motor rating 22 kw / 4 pole, 1480 rpm,59000 m³/hr, Static pr. 50 mmwg |  |  | nos
ML_AFF0230 | Axial Flow Fan | Axial flow Fan, 1219 mm dia., motor rating 22 kw / 4 pole, 1480 rpm,57000 m³/hr, Static pr. 60 mmwg |  |  | nos
ML_AFF0231 | Axial Flow Fan | Axial flow Fan, 1219 mm dia., motor rating 22 kw / 4 pole, 1480 rpm,54000 m³/hr, Static pr. 70 mmwg |  |  | nos
ML_AFF0232 | Axial Flow Fan | Axial flow Fan, 1219 mm dia., motor rating 22 kw / 4 pole, 1480 rpm,49000 m³/hr, Static pr. 80 mmwg |  |  | nos
ML_AFF0233 | Axial Flow Fan | Axial flow Fan, 1219 mm dia., motor rating 22 kw / 4 pole, 1480 rpm,44000 m³/hr, Static pr. 90 mmwg |  |  | nos
ML_AFF0234 | Axial Flow Fan | Axial flow Fan, 1219 mm dia., motor rating 22 kw / 4 pole, 1480 rpm,39000 m³/hr, Static pr. 100 mmwg |  |  | nos
ML_AFF0235 | Axial Flow Fan | Axial flow Fan, 1219 mm dia., motor rating 30 kw / 4 pole, 1480 rpm,80000 m³/hr, Static pr. 50 mmwg |  |  | nos
ML_AFF0236 | Axial Flow Fan | Axial flow Fan, 1219 mm dia., motor rating 30 kw / 4 pole, 1480 rpm,75000 m³/hr, Static pr. 60 mmwg |  |  | nos
ML_AFF0237 | Axial Flow Fan | Axial flow Fan, 1219 mm dia., motor rating 30 kw / 4 pole, 1480 rpm,70000 m³/hr, Static pr. 70 mmwg |  |  | nos
ML_AFF0238 | Axial Flow Fan | Axial flow Fan, 1219 mm dia., motor rating 30 kw / 4 pole, 1480 rpm,68000 m³/hr, Static pr. 80 mmwg |  |  | nos
ML_AFF0239 | Axial Flow Fan | Axial flow Fan, 1219 mm dia., motor rating 30 kw / 4 pole, 1480 rpm,62000 m³/hr, Static pr. 90 mmwg |  |  | nos
ML_AFF0240 | Axial Flow Fan | Axial flow Fan, 1219 mm dia., motor rating 30 kw / 4 pole, 1480 rpm,53000 m³/hr, Static pr.100 mmwg |  |  | nos
ML_AFF0241 | Axial Flow Fan | Axial flow Fan, 1219 mm dia., motor rating 37 kw / 4 pole, 1480 rpm,88000 m³/hr, Static pr. 50 mmwg |  |  | nos
ML_AFF0242 | Axial Flow Fan | Axial flow Fan, 1219 mm dia., motor rating 37 kw / 4 pole, 1480 rpm,84000 m³/hr, Static pr. 60 mmwg |  |  | nos
ML_AFF0243 | Axial Flow Fan | Axial flow Fan, 1219 mm dia., motor rating 37 kw / 4 pole, 1480 rpm,80000 m³/hr, Static pr. 70 mmwg |  |  | nos
ML_AFF0244 | Axial Flow Fan | Axial flow Fan, 1219 mm dia., motor rating 37 kw / 4 pole, 1480 rpm,75000 m³/hr, Static pr. 80 mmwg |  |  | nos
ML_AFF0245 | Axial Flow Fan | Axial flow Fan, 1219 mm dia., motor rating 37 kw / 4 pole, 1480 rpm,71000 m³/hr, Static pr. 90 mmwg |  |  | nos
ML_AFF0246 | Axial Flow Fan | Axial flow Fan, 1219 mm dia., motor rating 37 kw / 4 pole, 1480 rpm,67000 m³/hr, Static pr.100 mmwg |  |  | nos
ML_AFF0247 | Axial Flow Fan | Axial flow Fan, 1219 mm dia., motor rating 37 kw / 4 pole, 1480 rpm,102000 m³/hr, Static pr. 50 mmwg |  |  | nos
ML_AFF0248 | Axial Flow Fan | Axial flow Fan, 1219 mm dia., motor rating 45 kw / 4 pole, 1480 rpm,98000 m³/hr, Static pr. 60 mmwg |  |  | nos
ML_AFF0249 | Axial Flow Fan | Axial flow Fan, 1219 mm dia., motor rating 45 kw / 4 pole, 1480 rpm,95000 m³/hr, Static pr. 70 mmwg |  |  | nos
ML_AFF0250 | Axial Flow Fan | Axial flow Fan, 1219 mm dia., motor rating 45 kw / 4 pole, 1480 rpm,90000 m³/hr, Static pr. 80 mmwg |  |  | nos
ML_AFF0251 | Axial Flow Fan | Axial flow Fan, 1219 mm dia., motor rating 45 kw / 4 pole, 1480 rpm,85000 m³/hr, Static pr. 90 mmwg |  |  | nos
ML_AFF0252 | Axial Flow Fan | Axial flow Fan, 1219 mm dia., motor rating 45 kw / 4 pole, 1480 rpm,78000 m³/hr, Static pr.100 mmwg |  |  | nos
ML_AFF0253 | Axial Flow Fan | Axial flow Fan, 1524 mm dia., motor rating 18.5 kw / 6 pole, 975 rpm,50000 m³/hr, Static pr.60 mmwg |  |  | nos
ML_AFF0254 | Axial Flow Fan | Axial flow Fan, 1524 mm dia., motor rating 18.5 kw / 6 pole, 975 rpm,40000 m³/hr, Static pr.70 mmwg |  |  | nos
ML_AFF0255 | Axial Flow Fan | Axial flow Fan, 1524 mm dia., motor rating 22 kw / 6 pole, 975 rpm,62000 m³/hr, Static pr.60 mmwg |  |  | nos
ML_AFF0256 | Axial Flow Fan | Axial flow Fan, 1524 mm dia., motor rating 22 kw / 6 pole, 975 rpm,50000 m³/hr, Static pr.70 mmwg |  |  | nos
ML_AFF0257 | Axial Flow Fan | Axial flow Fan, 1524 mm dia., motor rating 30 kw / 6 pole, 975 rpm,85000 m³/hr, Static pr.60 mmwg |  |  | nos
ML_AFF0258 | Axial Flow Fan | Axial flow Fan, 1524 mm dia., motor rating 30 kw / 6 pole, 975 rpm,69000 m³/hr, Static pr.70 mmwg |  |  | nos
ML_AFF0259 | Axial Flow Fan | Axial flow Fan, 1524 mm dia., motor rating 37 kw / 6 pole, 975 rpm,100000 m³/hr, Static pr.60 mmwg |  |  | nos
ML_AFF0260 | Axial Flow Fan | Axial flow Fan, 1524 mm dia., motor rating 37 kw / 6 pole, 975 rpm,90000 m³/hr, Static pr.70 mmwg |  |  | nos
ML_AFF0261 | Axial Flow Fan | Axial flow Fan, 1524 mm dia., motor rating 45 kw / 6 pole, 975 rpm,124000 m³/hr, Static pr.60 mmwg |  |  | nos
ML_AFF0262 | Axial Flow Fan | Axial flow Fan, 1524 mm dia., motor rating 45 kw / 6 pole, 975 rpm,108000 m³/hr, Static pr.70 mmwg |  |  | nos
ML_AFF0263 | Axial Flow Fan | Axial flow Fan, 1524 mm dia., motor rating 55 kw / 6 pole, 975 rpm,139000 m³/hr, Static pr.60 mmwg |  |  | nos
ML_AFF0264 | Axial Flow Fan | Axial flow Fan, 1524 mm dia., motor rating 55 kw / 6 pole, 975 rpm,127000 m³/hr, Static pr.70 mmwg |  |  | nos
ML_AFF0265 | Axial Flow Fan | Axial flow Fan, 1905 mm dia., motor rating 30 kw / 6 pole, 975 rpm,110000 m³/hr, Static pr.50 mmwg |  |  | nos
ML_AFF0266 | Axial Flow Fan | Axial flow Fan, 1905 mm dia., motor rating 30 kw / 6 pole, 975 rpm,93000 m³/hr, Static pr.60 mmwg |  |  | nos
ML_AFF0267 | Axial Flow Fan | Axial flow Fan, 1905 mm dia., motor rating 30 kw / 6 pole, 975 rpm,80000 m³/hr, Static pr.70 mmwg |  |  | nos
ML_AFF0268 | Axial Flow Fan | Axial flow Fan, 1905 mm dia., motor rating 30 kw / 6 pole, 975 rpm,50000 m³/hr, Static pr.80 mmwg |  |  | nos
ML_AFF0269 | Axial Flow Fan | Axial flow Fan, 1905 mm dia., motor rating 37 kw / 6 pole, 975 rpm,130000 m³/hr, Static pr.50 mmwg |  |  | nos
ML_AFF0270 | Axial Flow Fan | Axial flow Fan, 1905 mm dia., motor rating 37 kw / 6 pole, 975 rpm,115000 m³/hr, Static pr.60 mmwg |  |  | nos
ML_AFF0271 | Axial Flow Fan | Axial flow Fan, 1905 mm dia., motor rating 37 kw / 6 pole, 975 rpm,100000 m³/hr, Static pr.70 mmwg |  |  | nos
ML_AFF0272 | Axial Flow Fan | Axial flow Fan, 1905 mm dia., motor rating 37 kw / 6 pole, 975 rpm,60000 m³/hr, Static pr.80 mmwg |  |  | nos
ML_AFF0273 | Axial Flow Fan | Axial flow Fan, 1905 mm dia., motor rating 55 kw / 6 pole, 975 rpm,180000 m³/hr, Static pr.50 mmwg |  |  | nos
ML_AFF0274 | Axial Flow Fan | Axial flow Fan, 1905 mm dia., motor rating 55 kw / 6 pole, 975 rpm,165000 m³/hr, Static pr.60 mmwg |  |  | nos
ML_AFF0275 | Axial Flow Fan | Axial flow Fan, 1905 mm dia., motor rating 55 kw / 6 pole, 975 rpm,150000 m³/hr, Static pr.70 mmwg |  |  | nos
ML_AFF0276 | Axial Flow Fan | Axial flow Fan, 1905 mm dia., motor rating 55 kw / 6 pole, 975 rpm,130000 m³/hr, Static pr.80 mmwg |  |  | nos
ML_AFF0277 | Axial Flow Fan | Axial flow Fan, 1905 mm dia., motor rating 75 kw / 6 pole, 975 rpm,218000 m³/hr, Static pr.50 mmwg |  |  | nos
ML_AFF0278 | Axial Flow Fan | Axial flow Fan, 1905 mm dia., motor rating 75 kw / 6 pole, 975 rpm,208000 m³/hr, Static pr.60 mmwg |  |  | nos
ML_AFF0279 | Axial Flow Fan | Axial flow Fan, 1905 mm dia., motor rating 75 kw / 6 pole, 975 rpm,188000 m³/hr, Static pr.70 mmwg |  |  | nos
ML_AFF0280 | Axial Flow Fan | Axial flow Fan, 1905 mm dia., motor rating 75 kw / 6 pole, 975 rpm,168000 m³/hr, Static pr.80 mmwg |  |  | nos
ML_AFF0281 | Axial Flow Fan | Axial flow Fan, 1905 mm dia., motor rating 55 kw / 6 pole, 975 rpm,105000 m³/hr, Static pr.90 mmwg |  |  | nos
ML_AFF0282 | Axial Flow Fan | Axial flow Fan, 1905 mm dia., motor rating 55 kw / 6 pole, 975 rpm,95000 m³/hr, Static pr.100 mmwg |  |  | nos
ML_AFF0283 | Axial Flow Fan | Axial flow Fan, 1905 mm dia., motor rating 55 kw / 6 pole, 975 rpm,85000 m³/hr, Static pr.110 mmwg |  |  | nos
ML_AFF0284 | Axial Flow Fan | Axial flow Fan, 1905 mm dia., motor rating 75 kw / 6 pole, 975 rpm,140000 m³/hr, Static pr.90 mmwg |  |  | nos
ML_AFF0285 | Axial Flow Fan | Axial flow Fan, 1905 mm dia., motor rating 75 kw / 6 pole, 975 rpm,115000 m³/hr, Static pr.100 mmwg |  |  | nos
ML_AFF0286 | Axial Flow Fan | Axial flow Fan, 1905 mm dia., motor rating 75 kw / 6 pole, 975 rpm,95000 m³/hr, Static pr.110 mmwg |  |  | nos
ML_SVI0001 | Spring Vibration Isolators | Spring Vibration Isolators 5 -25 Kg |  |  | nos
ML_SVI0002 | Spring Vibration Isolators | Spring Vibration Isolators 26 - 50 Kg |  |  | nos
ML_SVI0003 | Spring Vibration Isolators | Spring Vibration Isolators 51 - 100 Kg |  |  | nos
ML_SVI0004 | Spring Vibration Isolators | Spring Vibration Isolators 101 - 150 Kg |  |  | nos
ML_SVI0005 | Spring Vibration Isolators | Spring Vibration Isolators 151 - 200 Kg |  |  | nos
ML_SVI0006 | Spring Vibration Isolators | Spring Vibration Isolators 201 - 300 Kg |  |  | nos
ML_SVI0007 | Spring Vibration Isolators | Spring Vibration Isolators 301 - 400 Kg |  |  | nos
ML_SVI0008 | Spring Vibration Isolators | Spring Vibration Isolators 401 - 500 Kg |  |  | nos
ML_SVI0009 | Spring Vibration Isolators | Spring Vibration Isolators 501 - 600 Kg |  |  | nos
ML_SVI0010 | Spring Vibration Isolators | Spring Vibration Isolators 601 - 700 Kg |  |  | nos
ML_SVI0011 | Spring Vibration Isolators | Spring Vibration Isolators 701 - 800 Kg |  |  | nos
ML_SVI0012 | Spring Vibration Isolators | Spring Vibration Isolators 801 - 900 Kg |  |  | nos
ML_SVI0013 | Spring Vibration Isolators | Spring Vibration Isolators 901 - 1000 Kg |  |  | nos
ML_SVI0014 | Spring Vibration Isolators | Spring Vibration Isolators 1001 - 1100 Kg |  |  | nos
ML_SVI0015 | Spring Vibration Isolators | Spring Vibration Isolators 1101 - 1200 Kg |  |  | nos
ML_CF0016 | Centrifugal Fan | Centrifugal Fan, 2000 m³/hr, Static pr. 10 mmwg |  |  | nos
ML_CF0017 | Centrifugal Fan | Centrifugal Fan, 1750 m³/hr, Static pr. 15 mmwg |  |  | nos
ML_CF0018 | Centrifugal Fan | Centrifugal Fan, 1400 m³/hr, Static pr. 20 mmwg |  |  | nos
ML_CF0019 | Centrifugal Fan | Centrifugal Fan, 3200 m³/hr, Static pr. 10 mmwg |  |  | nos
ML_CF0020 | Centrifugal Fan | Centrifugal Fan, 3000 m³/hr, Static pr. 15 mmwg |  |  | nos
ML_CF0021 | Centrifugal Fan | Centrifugal Fan, 2650 m³/hr, Static pr. 20 mmwg |  |  | nos
ML_CF0022 | Centrifugal Fan | Centrifugal Fan, 3850 m³/hr, Static pr. 10 mmwg |  |  | nos
ML_CF0023 | Centrifugal Fan | Centrifugal Fan, 3650 m³/hr, Static pr. 15 mmwg |  |  | nos
ML_CF0024 | Centrifugal Fan | Centrifugal Fan, 3300 m³/hr, Static pr. 20 mmwg |  |  | nos
ML_CF0025 | Centrifugal Fan | Centrifugal Fan, 1400 m³/hr, Static pr. 5 mmwg |  |  | nos
ML_CF0026 | Centrifugal Fan | Centrifugal Fan, 850 m³/hr, Static pr. 10 mmwg |  |  | nos
ML_CF0027 | Centrifugal Fan | Centrifugal Fan, 3700 m³/hr, Static pr. 5 mmwg |  |  | nos
ML_CF0028 | Centrifugal Fan | Centrifugal Fan, 3100 m³/hr, Static pr. 10 mmwg |  |  | nos
ML_CF0029 | Centrifugal Fan | Centrifugal Fan, 4100 m³/hr, Static pr. 10 mmwg |  |  | nos
ML_CF0030 | Centrifugal Fan | Centrifugal Fan, 3900 m³/hr, Static pr. 15 mmwg |  |  | nos
ML_CF0031 | Centrifugal Fan | Centrifugal Fan, 3700 m³/hr, Static pr. 20 mmwg |  |  | nos
ML_CF0032 | Centrifugal Fan | Centrifugal Fan, 3300 m³/hr, Static pr. 25 mmwg |  |  | nos
ML_CF0033 | Centrifugal Fan | Centrifugal Fan, 3000 m³/hr, Static pr. 30 mmwg |  |  | nos
ML_CF0034 | Centrifugal Fan | Centrifugal Fan, 5100 m³/hr, Static pr. 10 mmwg |  |  | nos
ML_CF0035 | Centrifugal Fan | Centrifugal Fan, 5100 m³/hr, Static pr. 15 mmwg |  |  | nos
ML_CF0036 | Centrifugal Fan | Centrifugal Fan, 5100 m³/hr, Static pr. 20 mmwg |  |  | nos
ML_CF0037 | Centrifugal Fan | Centrifugal Fan, 6800 m³/hr, Static pr. 10 mmwg |  |  | nos
ML_CF0038 | Centrifugal Fan | Centrifugal Fan, 6800 m³/hr, Static pr. 15 mmwg |  |  | nos
ML_CF0039 | Centrifugal Fan | Centrifugal Fan, 6800 m³/hr, Static pr. 20 mmwg |  |  | nos
ML_CF0040 | Centrifugal Fan | Centrifugal Fan, 10200 m³/hr, Static pr. 10 mmwg |  |  | nos
ML_CF0041 | Centrifugal Fan | Centrifugal Fan, 10200 m³/hr, Static pr. 15 mmwg |  |  | nos
ML_CF0042 | Centrifugal Fan | Centrifugal Fan, 10200 m³/hr, Static pr. 20 mmwg |  |  | nos
ML_BFP0001 | Boiler Feedwater pump | Short coupled Horizontal split case pump flow of cast iron capacity 40m³/hr & Head 10m |  |  | nos
ML_BFP0002 | Boiler Feedwater pump | Short coupled Horizontal split case pump flow of cast iron capacity 40m³/hr & Head 15m |  |  | nos
ML_BFP0003 | Boiler Feedwater pump | Short coupled Horizontal split case pump flow of cast iron capacity 40m³/hr & Head 20m |  |  | nos
ML_BFP0004 | Boiler Feedwater pump | Short coupled Horizontal split case pump flow of cast iron capacity 40m³/hr & Head 40m |  |  | nos
ML_BFP0005 | Boiler Feedwater pump | Short coupled Horizontal split case pump flow of cast iron capacity 40m³/hr & Head 60m |  |  | nos
ML_BFP0006 | Boiler Feedwater pump | Short coupled Horizontal split case pump flow of cast iron capacity 40m³/hr & Head 80m |  |  | nos
ML_BFP0007 | Boiler Feedwater pump | Short coupled Horizontal split case pump flow of cast iron capacity 50m³/hr & Head 10m |  |  | nos
ML_BFP0008 | Boiler Feedwater pump | Short coupled Horizontal split case pump flow of cast iron capacity 50m³/hr & Head 15m |  |  | nos
ML_BFP0009 | Boiler Feedwater pump | Short coupled Horizontal split case pump flow of cast iron capacity 50m³/hr & Head 20m |  |  | nos
ML_BFP0010 | Boiler Feedwater pump | Short coupled Horizontal split case pump flow of cast iron capacity 50m³/hr & Head 40m |  |  | nos
ML_BFP0011 | Boiler Feedwater pump | Short coupled Horizontal split case pump flow of cast iron capacity 50m³/hr & Head 60m |  |  | nos
ML_BFP0012 | Boiler Feedwater pump | Short coupled Horizontal split case pump flow of cast iron capacity 50m³/hr & Head 80m |  |  | nos
ML_BFP0013 | Boiler Feedwater pump | Short coupled Horizontal split case pump flow of cast iron capacity 100m³/hr & Head 10m |  |  | nos
ML_BFP0014 | Boiler Feedwater pump | Short coupled Horizontal split case pump flow of cast iron capacity 100m³/hr & Head 15m |  |  | nos
ML_BFP0015 | Boiler Feedwater pump | Short coupled Horizontal split case pump flow of cast iron capacity 100m³/hr & Head 20m |  |  | nos
ML_BFP0016 | Boiler Feedwater pump | Short coupled Horizontal split case pump flow of cast iron capacity 100m³/hr & Head 40m |  |  | nos
ML_BFP0017 | Boiler Feedwater pump | Short coupled Horizontal split case pump flow of cast iron capacity 100m³/hr & Head 60m |  |  | nos
ML_BFP0018 | Boiler Feedwater pump | Short coupled Horizontal split case pump flow of cast iron capacity 100m³/hr & Head 80m |  |  | nos
ML_BFP0019 | Boiler Feedwater pump | Short coupled Horizontal split case pump flow of cast iron capacity 200m³/hr & Head 10m |  |  | nos
ML_BFP0020 | Boiler Feedwater pump | Short coupled Horizontal split case pump flow of cast iron capacity 200m³/hr & Head 15m |  |  | nos
ML_BFP0021 | Boiler Feedwater pump | Short coupled Horizontal split case pump flow of cast iron capacity 200m³/hr & Head 20m |  |  | nos
ML_BFP0022 | Boiler Feedwater pump | Short coupled Horizontal split case pump flow of cast iron capacity 200m³/hr & Head 40m |  |  | nos
ML_BFP0023 | Boiler Feedwater pump | Short coupled Horizontal split case pump flow of cast iron capacity 200m³/hr & Head 60m |  |  | nos
ML_BFP0024 | Boiler Feedwater pump | Short coupled Horizontal split case pump flow of cast iron capacity 200m³/hr & Head 80m |  |  | nos
ML_BFP0025 | Boiler Feedwater pump | Short coupled Horizontal split case pump flow of cast iron capacity 300m³/hr & Head 10m |  |  | nos
ML_BFP0026 | Boiler Feedwater pump | Short coupled Horizontal split case pump flow of cast iron capacity 300m³/hr & Head 15m |  |  | nos
ML_BFP0027 | Boiler Feedwater pump | Short coupled Horizontal split case pump flow of cast iron capacity 300m³/hr & Head 20m |  |  | nos
ML_BFP0028 | Boiler Feedwater pump | Short coupled Horizontal split case pump flow of cast iron capacity 300m³/hr & Head 40m |  |  | nos
ML_BFP0029 | Boiler Feedwater pump | Short coupled Horizontal split case pump flow of cast iron capacity 300m³/hr & Head 60m |  |  | nos
ML_BFP0030 | Boiler Feedwater pump | Short coupled Horizontal split case pump flow of cast iron capacity 300m³/hr & Head 80m |  |  | nos
ML_BFP0031 | Boiler Feedwater pump | Short coupled Horizontal split case pump flow of cast iron capacity 400m³/hr & Head 10m |  |  | nos
ML_BFP0032 | Boiler Feedwater pump | Short coupled Horizontal split case pump flow of cast iron capacity 400m³/hr & Head 15m |  |  | nos
ML_BFP0033 | Boiler Feedwater pump | Short coupled Horizontal split case pump flow of cast iron capacity 400m³/hr & Head 20m |  |  | nos
ML_BFP0034 | Boiler Feedwater pump | Short coupled Horizontal split case pump flow of cast iron capacity 400m³/hr & Head 40m |  |  | nos
ML_BFP0035 | Boiler Feedwater pump | Short coupled Horizontal split case pump flow of cast iron capacity 400m³/hr & Head 60m |  |  | nos
ML_BFP0036 | Boiler Feedwater pump | Short coupled Horizontal split case pump flow of cast iron capacity 400m³/hr & Head 80m |  |  | nos
ML_BFP0037 | Boiler Feedwater pump | Short coupled Horizontal split case pump flow of cast iron capacity 450m³/hr & Head 10m |  |  | nos
ML_BFP0038 | Boiler Feedwater pump | Short coupled Horizontal split case pump flow of cast iron capacity 450m³/hr & Head 15m |  |  | nos
ML_BFP0039 | Boiler Feedwater pump | Short coupled Horizontal split case pump flow of cast iron capacity 450m³/hr & Head 20m |  |  | nos
ML_BFP0040 | Boiler Feedwater pump | Short coupled Horizontal split case pump flow of cast iron capacity 450m³/hr & Head 40m |  |  | nos
ML_BFP0041 | Boiler Feedwater pump | Short coupled Horizontal split case pump flow of cast iron capacity 450m³/hr & Head 60m |  |  | nos
ML_BFP0042 | Boiler Feedwater pump | Short coupled Horizontal split case pump flow of cast iron capacity 450m³/hr & Head 80m |  |  | nos
ML_BFP0043 | Boiler Feedwater pump | Short coupled Horizontal split case pump flow of cast iron capacity 450m³/hr & Head 100m |  |  | nos
ML_BFP0044 | Boiler Feedwater pump | Long coupled Horizontal split case pump flow of cast iron capacity 40m³/hr & Head 10m |  |  | nos
ML_BFP0045 | Boiler Feedwater pump | Long coupled Horizontal split case pump flow of cast iron capacity 40m³/hr & Head 15m |  |  | nos
ML_BFP0046 | Boiler Feedwater pump | Long coupled Horizontal split case pump flow of cast iron capacity 40m³/hr & Head 20m |  |  | nos
ML_BFP0047 | Boiler Feedwater pump | Long coupled Horizontal split case pump flow of cast iron capacity 40m³/hr & Head 40m |  |  | nos
ML_BFP0048 | Boiler Feedwater pump | Long coupled Horizontal split case pump flow of cast iron capacity 40m³/hr & Head 60m |  |  | nos
ML_BFP0049 | Boiler Feedwater pump | Long coupled Horizontal split case pump flow of cast iron capacity 40m³/hr & Head 80m |  |  | nos
ML_BFP0050 | Boiler Feedwater pump | Long coupled Horizontal split case pump flow of cast iron capacity 50m³/hr & Head 10m |  |  | nos
ML_BFP0051 | Boiler Feedwater pump | Long coupled Horizontal split case pump flow of cast iron capacity 50m³/hr & Head 15m |  |  | nos
ML_BFP0052 | Boiler Feedwater pump | Long coupled Horizontal split case pump flow of cast iron capacity 50m³/hr & Head 20m |  |  | nos
ML_BFP0053 | Boiler Feedwater pump | Long coupled Horizontal split case pump flow of cast iron capacity 50m³/hr & Head 40m |  |  | nos
ML_BFP0054 | Boiler Feedwater pump | Long coupled Horizontal split case pump flow of cast iron capacity 50m³/hr & Head 60m |  |  | nos
ML_BFP0055 | Boiler Feedwater pump | Long coupled Horizontal split case pump flow of cast iron capacity 50m³/hr & Head 80m |  |  | nos
ML_BFP0056 | Boiler Feedwater pump | Long coupled Horizontal split case pump flow of cast iron capacity 100m³/hr & Head 10m |  |  | nos
ML_BFP0057 | Boiler Feedwater pump | Long coupled Horizontal split case pump flow of cast iron capacity 100m³/hr & Head 15m |  |  | nos
ML_BFP0058 | Boiler Feedwater pump | Long coupled Horizontal split case pump flow of cast iron capacity 100m³/hr & Head 20m |  |  | nos
ML_BFP0059 | Boiler Feedwater pump | Long coupled Horizontal split case pump flow of cast iron capacity 100m³/hr & Head 40m |  |  | nos
ML_BFP0060 | Boiler Feedwater pump | Long coupled Horizontal split case pump flow of cast iron capacity 100m³/hr & Head 60m |  |  | nos
ML_BFP0061 | Boiler Feedwater pump | Long coupled Horizontal split case pump flow of cast iron capacity 100m³/hr & Head 80m |  |  | nos
ML_BFP0062 | Boiler Feedwater pump | Long coupled Horizontal split case pump flow of cast iron capacity 200m³/hr & Head 10m |  |  | nos
ML_BFP0063 | Boiler Feedwater pump | Long coupled Horizontal split case pump flow of cast iron capacity 200m³/hr & Head 15m |  |  | nos
ML_BFP0064 | Boiler Feedwater pump | Long coupled Horizontal split case pump flow of cast iron capacity 200m³/hr & Head 20m |  |  | nos
ML_BFP0065 | Boiler Feedwater pump | Long coupled Horizontal split case pump flow of cast iron capacity 200m³/hr & Head 40m |  |  | nos
ML_BFP0066 | Boiler Feedwater pump | Long coupled Horizontal split case pump flow of cast iron capacity 200m³/hr & Head 60m |  |  | nos
ML_BFP0067 | Boiler Feedwater pump | Long coupled Horizontal split case pump flow of cast iron capacity 200m³/hr & Head 80m |  |  | nos
ML_BFP0068 | Boiler Feedwater pump | Long coupled Horizontal split case pump flow of cast iron capacity 300m³/hr & Head 10m |  |  | nos
ML_BFP0069 | Boiler Feedwater pump | Long coupled Horizontal split case pump flow of cast iron capacity 300m³/hr & Head 15m |  |  | nos
ML_BFP0070 | Boiler Feedwater pump | Long coupled Horizontal split case pump flow of cast iron capacity 300m³/hr & Head 20m |  |  | nos
ML_BFP0071 | Boiler Feedwater pump | Long coupled Horizontal split case pump flow of cast iron capacity 300m³/hr & Head 40m |  |  | nos
ML_BFP0072 | Boiler Feedwater pump | Long coupled Horizontal split case pump flow of cast iron capacity 300m³/hr & Head 60m |  |  | nos
ML_BFP0073 | Boiler Feedwater pump | Long coupled Horizontal split case pump flow of cast iron capacity 300m³/hr & Head 80m |  |  | nos
ML_BFP0074 | Boiler Feedwater pump | Long coupled Horizontal split case pump flow of cast iron capacity 400m³/hr & Head 10m |  |  | nos
ML_BFP0075 | Boiler Feedwater pump | Long coupled Horizontal split case pump flow of cast iron capacity 400m³/hr & Head 15m |  |  | nos
ML_BFP0076 | Boiler Feedwater pump | Long coupled Horizontal split case pump flow of cast iron capacity 400m³/hr & Head 20m |  |  | nos
ML_BFP0077 | Boiler Feedwater pump | Long coupled Horizontal split case pump flow of cast iron capacity 400m³/hr & Head 40m |  |  | nos
ML_BFP0078 | Boiler Feedwater pump | Long coupled Horizontal split case pump flow of cast iron capacity 400m³/hr & Head 60m |  |  | nos
ML_BFP0079 | Boiler Feedwater pump | Long coupled Horizontal split case pump flow of cast iron capacity 400m³/hr & Head 80m |  |  | nos
ML_BFP0080 | Boiler Feedwater pump | Long coupled Horizontal split case pump flow of cast iron capacity 450m³/hr & Head 10m |  |  | nos
ML_BFP0081 | Boiler Feedwater pump | Long coupled Horizontal split case pump flow of cast iron capacity 450m³/hr & Head 15m |  |  | nos
ML_BFP0082 | Boiler Feedwater pump | Long coupled Horizontal split case pump flow of cast iron capacity 450m³/hr & Head 20m |  |  | nos
ML_BFP0083 | Boiler Feedwater pump | Long coupled Horizontal split case pump flow of cast iron capacity 450m³/hr & Head 40m |  |  | nos
ML_BFP0084 | Boiler Feedwater pump | Long coupled Horizontal split case pump flow of cast iron capacity 450m³/hr & Head 60m |  |  | nos
ML_BFP0085 | Boiler Feedwater pump | Long coupled Horizontal split case pump flow of cast iron capacity 450m³/hr & Head 80m |  |  | nos
ML_BFP0086 | Boiler Feedwater pump | Long coupled Horizontal split case pump flow of cast iron capacity 450m³/hr & Head 100m |  |  | nos
ML_EXF0001 | Exhaust Fan | Medium Duty Exhaust - 4 Blades / 150mm(6") / 2300 rpm |  |  | nos
ML_EXF0002 | Exhaust Fan | Medium Duty Exhaust - 4 Blades / 205mm(9") / 2300 rpm |  |  | nos
ML_EXF0003 | Exhaust Fan | Medium Duty Exhaust - 4 Blades / 250mm(12") / 2300 rpm |  |  | nos
ML_EXF0004 | Exhaust Fan | Medium Duty Exhaust - 4 Blades / 230mm(9") / 1400 rpm |  |  | nos
ML_EXF0005 | Exhaust Fan | Medium Duty Exhaust - 4 Blades / 300mm(14") / 1400 rpm |  |  | nos
ML_EXF0006 | Exhaust Fan | Light Duty Exhaust - 3 Blades / 225mm(9") / 1350 rpm |  |  | nos
ML_EXF0007 | Exhaust Fan | Light Duty Exhaust - 3 Blades / 300mm(12") / 1350 rpm |  |  | nos
ML_EXF0008 | Exhaust Fan | Light Duty Exhaust - 3 Blades / 150mm(6") / 2700 rpm |  |  | nos
ML_EXF0009 | Exhaust Fan | Light Duty Exhaust - 3 Blades / 230mm(12") / 1400 rpm |  |  | nos
ML_EXF0010 | Exhaust Fan | I/O Fan - 4 Blades / 225mm(9") / 1400 rpm |  |  | nos
ML_EXF0011 | Exhaust Fan | I/O Fan - 4 Blades / 300mm(12") / 1350 rpm |  |  | nos
ML_EXF0012 | Exhaust Fan | Ventilating Fans - PVC - 6 Blades / 150mm(6") / 2300 rpm |  |  | nos
ML_EXF0013 | Exhaust Fan | Ventilating Fans - PVC - 6 Blades / 200mm(8") / 1350 rpm |  |  | nos
ML_EXF0014 | Exhaust Fan | Ventilating Fans - PVC - 6 Blades / 250mm(10") / 1350 rpm |  |  | nos
ML_EXF0015 | Exhaust Fan | Circular Ventilating Fans - PVC - 5 Blades / 150mm(6") dia / 1850 rpm |  |  | nos
ML_EXF0016 | Exhaust Fan | Circular Ventilating Fans - PVC - 5 Blades / 200mm(8") dia / 1850 rpm |  |  | nos
ML_EXF0017 | Exhaust Fan | Inline fan - 135 CFM |  |  | nos
ML_EXF0018 | Exhaust Fan | Inline fan - 250 CFM |  |  | nos
ML_EXF0019 | Exhaust Fan | Inline fan - 350 CFM |  |  | nos
ML_EXF0020 | Exhaust Fan | Inline fan - 550 CFM |  |  | nos
ML_EXF0021 | Exhaust Fan | Inline fan - 750 CFM |  |  | nos
ML_EXF0022 | Exhaust Fan | Inline fan - 1000 CFM |  |  | nos
ML_EXF0023 | Exhaust Fan | Inline fan - 1400 CFM |  |  | nos
ML_EXF0024 | Exhaust Fan | Inline fan - 2000 CFM |  |  | nos
ML_CEL0001 | Ceiling Fan | Standard Ceiling fan - with 3 blades |  |  | nos
ML_CEL0002 | Ceiling Fan | Standard Ceiling fan - with 4 blades |  |  | nos
ML_CEL0003 | Ceiling Fan | Standard Ceiling fan - with 5 blades |  |  | nos
ML_CEL0004 | Ceiling Fan | Low Profile Ceiling fan |  |  | nos
ML_CEL0005 | Ceiling Fan | Energy star Ceiling fan |  |  | nos
ML_CEL0006 | Ceiling Fan | Remote - Controlled ceiling fan |  |  | nos
ML_CEL0007 | Ceiling Fan | Industrial Ceiling fan |  |  | nos
ML_CEL0008 | Ceiling Fan | Dual Motor Ceiling fan |  |  | nos
ML_NGM0001 | Natural-Gas Metering | Natural-Gas Metering, Diaphragm/bellows type |  |  | nos
ML_NGM0002 | Natural-Gas Metering | Natural-Gas Metering, Rotary type |  |  | nos
ML_NGM0003 | Natural-Gas Metering | Natural-Gas Metering, Turbine type |  |  | nos
ML_NGM0004 | Natural-Gas Metering | Natural-Gas Metering, Orifice type |  |  | nos
ML_NGM0005 | Natural-Gas Metering | Natural-Gas Metering, Ultrasonic flow type |  |  | nos
ML_NGM0006 | Natural-Gas Metering | Natural-Gas Metering, Coriolis type |  |  | nos
ML_GPLH0001 | Gas Piping for Laboratory and Healthcare Facilities | Gas Piping for Laboratory and Healthcare Facilities15mm OD CPVC pipe, SDR11 |  |  | m
ML_GPLH0002 | Gas Piping for Laboratory and Healthcare Facilities | Gas Piping for Laboratory and Healthcare Facilities20mm OD CPVC pipe, SDR11 |  |  | m
ML_GPLH0003 | Gas Piping for Laboratory and Healthcare Facilities | Gas Piping for Laboratory and Healthcare Facilities25mm OD CPVC pipe, SDR11 |  |  | m
ML_GPLH0004 | Gas Piping for Laboratory and Healthcare Facilities | Gas Piping for Laboratory and Healthcare Facilities32mm OD CPVC pipe, SDR11 |  |  | m
ML_GPLH0005 | Gas Piping for Laboratory and Healthcare Facilities | Gas Piping for Laboratory and Healthcare Facilities40mm OD CPVC pipe, SDR11 |  |  | m
ML_GPLH0006 | Gas Piping for Laboratory and Healthcare Facilities | Gas Piping for Laboratory and Healthcare Facilities50mm OD CPVC pipe, SDR11 |  |  | m
ML_GPLH0007 | Gas Piping for Laboratory and Healthcare Facilities | Gas Piping for Laboratory and Healthcare Facilities15mm OD CPVC pipe, SDR13.5 |  |  | m
ML_GPLH0008 | Gas Piping for Laboratory and Healthcare Facilities | Gas Piping for Laboratory and Healthcare Facilities20mm OD CPVC pipe, SDR13.5 |  |  | m
ML_GPLH0009 | Gas Piping for Laboratory and Healthcare Facilities | Gas Piping for Laboratory and Healthcare Facilities25mm OD CPVC pipe, SDR13.5 |  |  | m
ML_GPLH0010 | Gas Piping for Laboratory and Healthcare Facilities | Gas Piping for Laboratory and Healthcare Facilities32mm OD CPVC pipe, SDR13.5 |  |  | m
ML_GPLH0011 | Gas Piping for Laboratory and Healthcare Facilities | Gas Piping for Laboratory and Healthcare Facilities40mm OD CPVC pipe, SDR13.5 |  |  | m
ML_GPLH0012 | Gas Piping for Laboratory and Healthcare Facilities | Gas Piping for Laboratory and Healthcare Facilities50mm OD CPVC pipe, SDR13.5 |  |  | m
ML_GPLH0013 | Gas Piping for Laboratory and Healthcare Facilities | Gas Piping for Laboratory and Healthcare Facilities65mm OD CPVC pipe, SDR17 |  |  | m
ML_GPLH0014 | Gas Piping for Laboratory and Healthcare Facilities | Gas Piping for Laboratory and Healthcare Facilities80mm OD CPVC pipe, SDR17 |  |  | m
ML_GPLH0015 | Gas Piping for Laboratory and Healthcare Facilities | Gas Piping for Laboratory and Healthcare Facilities100mm OD CPVC pipe, SDR17 |  |  | m
ML_GPLH0016 | Gas Piping for Laboratory and Healthcare Facilities | Gas Piping for Laboratory and Healthcare Facilities150mm OD CPVC pipe, SDR17 |  |  | m
ML_GPLH0017 | Gas Piping for Laboratory and Healthcare Facilities | Gas Piping for Laboratory and Healthcare Facilities15mm OD CPVC pipe, Schedule 40 |  |  | m
ML_GPLH0018 | Gas Piping for Laboratory and Healthcare Facilities | Gas Piping for Laboratory and Healthcare Facilities20mm OD CPVC pipe, Schedule 40 |  |  | m
ML_GPLH0019 | Gas Piping for Laboratory and Healthcare Facilities | Gas Piping for Laboratory and Healthcare Facilities25mm OD CPVC pipe, Schedule 40 |  |  | m
ML_GPLH0020 | Gas Piping for Laboratory and Healthcare Facilities | Gas Piping for Laboratory and Healthcare Facilities32mm OD CPVC pipe, Schedule 40 |  |  | m
ML_GPLH0021 | Gas Piping for Laboratory and Healthcare Facilities | Gas Piping for Laboratory and Healthcare Facilities40mm OD CPVC pipe, Schedule 40 |  |  | m
ML_GPLH0022 | Gas Piping for Laboratory and Healthcare Facilities | Gas Piping for Laboratory and Healthcare Facilities50mm OD CPVC pipe, Schedule 40 |  |  | m
ML_GPLH0023 | Gas Piping for Laboratory and Healthcare Facilities | Gas Piping for Laboratory and Healthcare Facilities65mm OD CPVC pipe, Schedule 40 |  |  | m
ML_GPLH0024 | Gas Piping for Laboratory and Healthcare Facilities | Gas Piping for Laboratory and Healthcare Facilities80mm OD CPVC pipe, Schedule 40 |  |  | m
ML_GPLH0025 | Gas Piping for Laboratory and Healthcare Facilities | Gas Piping for Laboratory and Healthcare Facilities90mm OD CPVC pipe, Schedule 40 |  |  | m
ML_GPLH0026 | Gas Piping for Laboratory and Healthcare Facilities | Gas Piping for Laboratory and Healthcare Facilities100mm OD CPVC pipe, Schedule 40 |  |  | m
ML_GPLH0027 | Gas Piping for Laboratory and Healthcare Facilities | Gas Piping for Laboratory and Healthcare Facilities125mm OD CPVC pipe, Schedule 40 |  |  | m
ML_GPLH0028 | Gas Piping for Laboratory and Healthcare Facilities | Gas Piping for Laboratory and Healthcare Facilities150mm OD CPVC pipe, Schedule 40 |  |  | m
ML_GPLH0029 | Gas Piping for Laboratory and Healthcare Facilities | Gas Piping for Laboratory and Healthcare Facilities15mm OD CPVC pipe, Schedule 80 |  |  | m
ML_GPLH0030 | Gas Piping for Laboratory and Healthcare Facilities | Gas Piping for Laboratory and Healthcare Facilities20mm OD CPVC pipe, Schedule 80 |  |  | m
ML_GPLH0031 | Gas Piping for Laboratory and Healthcare Facilities | Gas Piping for Laboratory and Healthcare Facilities25mm OD CPVC pipe, Schedule 80 |  |  | m
ML_GPLH0032 | Gas Piping for Laboratory and Healthcare Facilities | Gas Piping for Laboratory and Healthcare Facilities32mm OD CPVC pipe, Schedule 80 |  |  | m
ML_GPLH0033 | Gas Piping for Laboratory and Healthcare Facilities | Gas Piping for Laboratory and Healthcare Facilities40mm OD CPVC pipe, Schedule 80 |  |  | m
ML_GPLH0034 | Gas Piping for Laboratory and Healthcare Facilities | Gas Piping for Laboratory and Healthcare Facilities50mm OD CPVC pipe, Schedule 80 |  |  | m
ML_GPLH0035 | Gas Piping for Laboratory and Healthcare Facilities | Gas Piping for Laboratory and Healthcare Facilities65mm OD CPVC pipe, Schedule 80 |  |  | m
ML_GPLH0036 | Gas Piping for Laboratory and Healthcare Facilities | Gas Piping for Laboratory and Healthcare Facilities80mm OD CPVC pipe, Schedule 80 |  |  | m
ML_GPLH0037 | Gas Piping for Laboratory and Healthcare Facilities | Gas Piping for Laboratory and Healthcare Facilities90mm OD CPVC pipe, Schedule 81 |  |  | m
ML_GPLH0038 | Gas Piping for Laboratory and Healthcare Facilities | Gas Piping for Laboratory and Healthcare Facilities100mm OD CPVC pipe, Schedule 80 |  |  | m
ML_GPLH0039 | Gas Piping for Laboratory and Healthcare Facilities | Gas Piping for Laboratory and Healthcare Facilities125mm OD CPVC pipe, Schedule 80 |  |  | m
ML_GPLH0040 | Gas Piping for Laboratory and Healthcare Facilities | Gas Piping for Laboratory and Healthcare Facilities150mm OD CPVC pipe, Schedule 80 |  |  | m
ML_GPLH0041 | Gas Piping for Laboratory and Healthcare Facilities | Gas Piping for Laboratory and Healthcare Facilities16mm OD Polypropylene (PP) pipe, SDR 11 |  |  | m
ML_GPLH0042 | Gas Piping for Laboratory and Healthcare Facilities | Gas Piping for Laboratory and Healthcare Facilities20mm OD Polypropylene (PP) pipe, SDR 11 |  |  | m
ML_GPLH0043 | Gas Piping for Laboratory and Healthcare Facilities | Gas Piping for Laboratory and Healthcare Facilities25mm OD Polypropylene (PP) pipe, SDR 11 |  |  | m
ML_GPLH0044 | Gas Piping for Laboratory and Healthcare Facilities | Gas Piping for Laboratory and Healthcare Facilities32mm OD Polypropylene (PP) pipe, SDR 11 |  |  | m
ML_GPLH0045 | Gas Piping for Laboratory and Healthcare Facilities | Gas Piping for Laboratory and Healthcare Facilities40mm OD Polypropylene (PP) pipe, SDR 11 |  |  | m
ML_GPLH0046 | Gas Piping for Laboratory and Healthcare Facilities | Gas Piping for Laboratory and Healthcare Facilities50mm OD Polypropylene (PP) pipe, SDR 11 |  |  | m
ML_GPLH0047 | Gas Piping for Laboratory and Healthcare Facilities | Gas Piping for Laboratory and Healthcare Facilities63mm OD Polypropylene (PP) pipe, SDR 11 |  |  | m
ML_GPLH0048 | Gas Piping for Laboratory and Healthcare Facilities | Gas Piping for Laboratory and Healthcare Facilities75mm OD Polypropylene (PP) pipe, SDR 11 |  |  | m
ML_GPLH0049 | Gas Piping for Laboratory and Healthcare Facilities | Gas Piping for Laboratory and Healthcare Facilities90mm OD Polypropylene (PP) pipe, SDR 11 |  |  | m
ML_GPLH0050 | Gas Piping for Laboratory and Healthcare Facilities | Gas Piping for Laboratory and Healthcare Facilities110mm OD Polypropylene (PP) pipe, SDR 11 |  |  | m
ML_GPLH0051 | Gas Piping for Laboratory and Healthcare Facilities | Gas Piping for Laboratory and Healthcare Facilities125mm OD Polypropylene (PP) pipe, SDR 11 |  |  | m
ML_GPLH0052 | Gas Piping for Laboratory and Healthcare Facilities | Gas Piping for Laboratory and Healthcare Facilities140mm OD Polypropylene (PP) pipe, SDR 11 |  |  | m
ML_GPLH0053 | Gas Piping for Laboratory and Healthcare Facilities | Gas Piping for Laboratory and Healthcare Facilities160mm OD Polypropylene (PP) pipe, SDR 11 |  |  | m
ML_GPLH0054 | Gas Piping for Laboratory and Healthcare Facilities | Gas Piping for Laboratory and Healthcare Facilities16mm OD Polypropylene (PP) pipe, SDR 7.4 |  |  | m
ML_GPLH0055 | Gas Piping for Laboratory and Healthcare Facilities | Gas Piping for Laboratory and Healthcare Facilities20mm OD Polypropylene (PP) pipe, SDR 7.4 |  |  | m
ML_GPLH0056 | Gas Piping for Laboratory and Healthcare Facilities | Gas Piping for Laboratory and Healthcare Facilities25mm OD Polypropylene (PP) pipe, SDR 7.4 |  |  | m
ML_GPLH0057 | Gas Piping for Laboratory and Healthcare Facilities | Gas Piping for Laboratory and Healthcare Facilities32mm OD Polypropylene (PP) pipe, SDR 7.4 |  |  | m
ML_GPLH0058 | Gas Piping for Laboratory and Healthcare Facilities | Gas Piping for Laboratory and Healthcare Facilities40mm OD Polypropylene (PP) pipe, SDR 7.4 |  |  | m
ML_GPLH0059 | Gas Piping for Laboratory and Healthcare Facilities | Gas Piping for Laboratory and Healthcare Facilities50mm OD Polypropylene (PP) pipe, SDR 7.4 |  |  | m
ML_GPLH0060 | Gas Piping for Laboratory and Healthcare Facilities | Gas Piping for Laboratory and Healthcare Facilities63mm OD Polypropylene (PP) pipe, SDR 7.4 |  |  | m
ML_GPLH0061 | Gas Piping for Laboratory and Healthcare Facilities | Gas Piping for Laboratory and Healthcare Facilities75mm OD Polypropylene (PP) pipe, SDR 7.4 |  |  | m
ML_GPLH0062 | Gas Piping for Laboratory and Healthcare Facilities | Gas Piping for Laboratory and Healthcare Facilities90mm OD Polypropylene (PP) pipe, SDR 7.4 |  |  | m
ML_GPLH0063 | Gas Piping for Laboratory and Healthcare Facilities | Gas Piping for Laboratory and Healthcare Facilities110mm OD Polypropylene (PP) pipe, SDR 7.4 |  |  | m
ML_GPLH0064 | Gas Piping for Laboratory and Healthcare Facilities | Gas Piping for Laboratory and Healthcare Facilities125mm OD Polypropylene (PP) pipe, SDR 7.4 |  |  | m
ML_GPLH0065 | Gas Piping for Laboratory and Healthcare Facilities | Gas Piping for Laboratory and Healthcare Facilities140mm OD Polypropylene (PP) pipe, SDR 7.4 |  |  | m
ML_GPLH0066 | Gas Piping for Laboratory and Healthcare Facilities | Gas Piping for Laboratory and Healthcare Facilities160mm OD Polypropylene (PP) pipe, SDR 7.4 |  |  | m
ML_GPLH0067 | Gas Piping for Laboratory and Healthcare Facilities | Gas Piping for Laboratory and Healthcare Facilities16mm OD Polypropylene (PP) pipe, SDR 6 |  |  | m
ML_GPLH0068 | Gas Piping for Laboratory and Healthcare Facilities | Gas Piping for Laboratory and Healthcare Facilities20mm OD Polypropylene (PP) pipe, SDR 6 |  |  | m
ML_GPLH0069 | Gas Piping for Laboratory and Healthcare Facilities | Gas Piping for Laboratory and Healthcare Facilities25mm OD Polypropylene (PP) pipe, SDR 6 |  |  | m
ML_GPLH0070 | Gas Piping for Laboratory and Healthcare Facilities | Gas Piping for Laboratory and Healthcare Facilities32mm OD Polypropylene (PP) pipe, SDR 6 |  |  | m
ML_GPLH0071 | Gas Piping for Laboratory and Healthcare Facilities | Gas Piping for Laboratory and Healthcare Facilities40mm OD Polypropylene (PP) pipe, SDR 6 |  |  | m
ML_GPLH0072 | Gas Piping for Laboratory and Healthcare Facilities | Gas Piping for Laboratory and Healthcare Facilities50mm OD Polypropylene (PP) pipe, SDR 6 |  |  | m
ML_GPLH0073 | Gas Piping for Laboratory and Healthcare Facilities | Gas Piping for Laboratory and Healthcare Facilities63mm OD Polypropylene (PP) pipe, SDR 6 |  |  | m
ML_GPLH0074 | Gas Piping for Laboratory and Healthcare Facilities | Gas Piping for Laboratory and Healthcare Facilities75mm OD Polypropylene (PP) pipe, SDR 6 |  |  | m
ML_GPLH0075 | Gas Piping for Laboratory and Healthcare Facilities | Gas Piping for Laboratory and Healthcare Facilities90mm OD Polypropylene (PP) pipe, SDR 6 |  |  | m
ML_GPLH0076 | Gas Piping for Laboratory and Healthcare Facilities | Gas Piping for Laboratory and Healthcare Facilities110mm OD Polypropylene (PP) pipe, SDR 6 |  |  | m
ML_GPLH0077 | Gas Piping for Laboratory and Healthcare Facilities | Gas Piping for Laboratory and Healthcare Facilities125mm OD Polypropylene (PP) pipe, SDR 6 |  |  | m
ML_GPLH0078 | Gas Piping for Laboratory and Healthcare Facilities | Gas Piping for Laboratory and Healthcare Facilities140mm OD Polypropylene (PP) pipe, SDR 6 |  |  | m
ML_GPLH0079 | Gas Piping for Laboratory and Healthcare Facilities | Gas Piping for Laboratory and Healthcare Facilities160mm OD Polypropylene (PP) pipe, SDR 6 |  |  | m
ML_GPLH0080 | Gas Piping for Laboratory and Healthcare Facilities | Gas Piping for Laboratory and Healthcare Facilities16mm OD Polypropylene (PP) pipe, SDR 5 |  |  | m
ML_GPLH0081 | Gas Piping for Laboratory and Healthcare Facilities | Gas Piping for Laboratory and Healthcare Facilities20mm OD Polypropylene (PP) pipe, SDR 5 |  |  | m
ML_GPLH0082 | Gas Piping for Laboratory and Healthcare Facilities | Gas Piping for Laboratory and Healthcare Facilities25mm OD Polypropylene (PP) pipe, SDR 5 |  |  | m
ML_GPLH0083 | Gas Piping for Laboratory and Healthcare Facilities | Gas Piping for Laboratory and Healthcare Facilities32mm OD Polypropylene (PP) pipe, SDR 5 |  |  | m
ML_GPLH0084 | Gas Piping for Laboratory and Healthcare Facilities | Gas Piping for Laboratory and Healthcare Facilities40mm OD Polypropylene (PP) pipe, SDR 5 |  |  | m
ML_GPLH0085 | Gas Piping for Laboratory and Healthcare Facilities | Gas Piping for Laboratory and Healthcare Facilities50mm OD Polypropylene (PP) pipe, SDR 5 |  |  | m
ML_GPLH0086 | Gas Piping for Laboratory and Healthcare Facilities | Gas Piping for Laboratory and Healthcare Facilities63mm OD Polypropylene (PP) pipe, SDR 5 |  |  | m
ML_GPLH0087 | Gas Piping for Laboratory and Healthcare Facilities | Gas Piping for Laboratory and Healthcare Facilities75mm OD Polypropylene (PP) pipe, SDR 5 |  |  | m
ML_GPLH0088 | Gas Piping for Laboratory and Healthcare Facilities | Gas Piping for Laboratory and Healthcare Facilities90mm OD Polypropylene (PP) pipe, SDR 5 |  |  | m
ML_GPLH0089 | Gas Piping for Laboratory and Healthcare Facilities | Gas Piping for Laboratory and Healthcare Facilities110mm OD Polypropylene (PP) pipe, SDR 5 |  |  | m
ML_GPLH0090 | Gas Piping for Laboratory and Healthcare Facilities | Gas Piping for Laboratory and Healthcare Facilities125mm OD Polypropylene (PP) pipe, SDR 5 |  |  | m
ML_GPLH0091 | Gas Piping for Laboratory and Healthcare Facilities | Gas Piping for Laboratory and Healthcare Facilities140mm OD Polypropylene (PP) pipe, SDR 5 |  |  | m
ML_GPLH0092 | Gas Piping for Laboratory and Healthcare Facilities | Gas Piping for Laboratory and Healthcare Facilities160mm OD Polypropylene (PP) pipe, SDR 5 |  |  | m
ML_GPLH0093 | Gas Piping for Laboratory and Healthcare Facilities | Gas Piping for Laboratory and Healthcare Facilities32mm OD Ductile Iron, Extra heavy |  |  | m
ML_GPLH0094 | Gas Piping for Laboratory and Healthcare Facilities | Gas Piping for Laboratory and Healthcare Facilities40mm OD Ductile Iron, Extra heavy |  |  | m
ML_GPLH0095 | Gas Piping for Laboratory and Healthcare Facilities | Gas Piping for Laboratory and Healthcare Facilities50mm OD Ductile Iron, Extra heavy |  |  | m
ML_GPLH0096 | Gas Piping for Laboratory and Healthcare Facilities | Gas Piping for Laboratory and Healthcare Facilities65mm OD Ductile Iron, Extra heavy |  |  | m
ML_GPLH0097 | Gas Piping for Laboratory and Healthcare Facilities | Gas Piping for Laboratory and Healthcare Facilities80mm OD Ductile Iron, Extra heavy |  |  | m
ML_GPLH0098 | Gas Piping for Laboratory and Healthcare Facilities | Gas Piping for Laboratory and Healthcare Facilities100mm OD Ductile Iron, Extra heavy |  |  | m
ML_GPLH0099 | Gas Piping for Laboratory and Healthcare Facilities | Gas Piping for Laboratory and Healthcare Facilities125mm OD Ductile Iron, Extra heavy |  |  | m
ML_GPLH0100 | Gas Piping for Laboratory and Healthcare Facilities | Gas Piping for Laboratory and Healthcare Facilities150mm OD Ductile Iron, Extra heavy |  |  | m
ML_GPLH0101 | Gas Piping for Laboratory and Healthcare Facilities | Gas Piping for Laboratory and Healthcare Facilities32mm OD Ductile Iron, Service |  |  | m
ML_GPLH0102 | Gas Piping for Laboratory and Healthcare Facilities | Gas Piping for Laboratory and Healthcare Facilities40mm OD Ductile Iron, Service |  |  | m
ML_GPLH0103 | Gas Piping for Laboratory and Healthcare Facilities | Gas Piping for Laboratory and Healthcare Facilities50mm OD Ductile Iron, Service |  |  | m
ML_GPLH0104 | Gas Piping for Laboratory and Healthcare Facilities | Gas Piping for Laboratory and Healthcare Facilities65mm OD Ductile Iron, Service |  |  | m
ML_GPLH0105 | Gas Piping for Laboratory and Healthcare Facilities | Gas Piping for Laboratory and Healthcare Facilities80mm OD Ductile Iron, Service |  |  | m
ML_GPLH0106 | Gas Piping for Laboratory and Healthcare Facilities | Gas Piping for Laboratory and Healthcare Facilities100mm OD Ductile Iron, Service |  |  | m
ML_GPLH0107 | Gas Piping for Laboratory and Healthcare Facilities | Gas Piping for Laboratory and Healthcare Facilities125mm OD Ductile Iron, Service |  |  | m
ML_GPLH0108 | Gas Piping for Laboratory and Healthcare Facilities | Gas Piping for Laboratory and Healthcare Facilities150mm OD Ductile Iron, Service |  |  | m
ML_HU0001 | Humidifiers | Industrial Humidifier, Atomizing Capacity : 16-30 ml/min |  |  | nos
ML_HU0002 | Humidifiers | Industrial Humidifier, Atomizing Capacity : 31 - 50 ml/min |  |  | nos
ML_HU0003 | Humidifiers | Industrial Humidifier, Atomizing Capacity : 51 - 80 ml/min |  |  | nos
ML_HU0004 | Humidifiers | Evaporative Humidifier, Atomizing Capacity : 5-10 ml/min |  |  | nos
ML_HU0005 | Humidifiers | Evaporative Humidifier, Atomizing Capacity : 11-24 ml/min |  |  | nos
ML_HU0006 | Humidifiers | Evaporative Humidifier, Atomizing Capacity :25-35 ml/min |  |  | nos
ML_HU0007 | Humidifiers | Evaporative Humidifier, Atomizing Capacity :36-45 ml/min |  |  | nos
ML_HU0008 | Humidifiers | Evaporative Humidifier, Atomizing Capacity :46-60 ml/min |  |  | nos
ML_HU0009 | Humidifiers | Evaporative Humidifier, Atomizing Capacity :61-70 ml/min |  |  | nos
ML_HU0010 | Humidifiers | Evaporative Humidifier, Atomizing Capacity :71-90 ml/min |  |  | nos
ML_HU0011 | Humidifiers | Ultrasonic humidifiers |  |  | nos
ML_HU0012 | Accessories | Anchor fastners |  |  | nos
ML_FRH0001 | Finned-Tube Radiation Heaters | Finned-Tube Radiation Heaters 500 W |  |  | nos
ML_FRH0002 | Finned-Tube Radiation Heaters | Finned-Tube Radiation Heaters 1500 W |  |  | nos
ML_FRH0003 | Finned-Tube Radiation Heaters | Finned-Tube Radiation Heaters 2000 W |  |  | nos
ML_FRH0004 | Finned-Tube Radiation Heaters | Finned-Tube Radiation Heaters 2500 W |  |  | nos
ML_FRH0005 | Finned-Tube Radiation Heaters | Finned-Tube Radiation Heaters 3000 W |  |  | nos
ML_FRH0006 | Finned-Tube Radiation Heaters | Finned-Tube Radiation Heaters 3500 W |  |  | nos
ML_FRH0007 | Finned-Tube Radiation Heaters | Finned-Tube Radiation Heaters 4000 W |  |  | nos
ML_FRH0008 | Finned-Tube Radiation Heaters | Anchor Fastners 10 mm |  |  | nos
ML_DEC0001 | Direct Evaporative Air Coolers | Direct Evaporative Air Coolers with Axial flow fans housed in PVC Cabinet of Capacity 500 CFM |  |  | nos
ML_DEC0002 | Direct Evaporative Air Coolers | Direct Evaporative Air Coolers with Axial flow fans housed in PVC Cabinet of Capacity 1500 CFM |  |  | nos
ML_DEC0003 | Direct Evaporative Air Coolers | Direct Evaporative Air Coolers with Axial flow fans housed in PVC Cabinet of Capacity 2000 CFM |  |  | nos
ML_DEC0004 | Direct Evaporative Air Coolers | Direct Evaporative Air Coolers with Axial flow fans housed in PVC Cabinet of Capacity 2500 CFM |  |  | nos
ML_DEC0005 | Direct Evaporative Air Coolers | Direct Evaporative Air Coolers with Axial flow fans housed in PVC Cabinet of Capacity 3000 CFM |  |  | nos
ML_DEC0006 | Direct Evaporative Air Coolers | Direct Evaporative Air Coolers with Axial flow fans housed in PVC Cabinet of Capacity 3500 CFM |  |  | nos
ML_DEC0007 | Direct Evaporative Air Coolers | Direct Evaporative Air Coolers with Axial flow fans housed in PVC Cabinet of Capacity 4000 CFM |  |  | nos
ML_DEC0008 | Direct Evaporative Air Coolers | Direct Evaporative Air Coolers with Axial flow fans housed in PVC Cabinet of Capacity 5000 CFM |  |  | nos
ML_DEC0009 | Direct Evaporative Air Coolers | Direct Evaporative Air Coolers with Centrifugal flow fans housed in PVC Cabinet of Capacity 500 CFM |  |  | nos
ML_DEC0010 | Direct Evaporative Air Coolers | Direct Evaporative Air Coolers with Centrifugal flow fans housed in PVC Cabinet of Capacity 1500 CFM |  |  | nos
ML_DEC0011 | Direct Evaporative Air Coolers | Direct Evaporative Air Coolers with Centrifugal flow fans housed in PVC Cabinet of Capacity 2000 CFM |  |  | nos
ML_DEC0012 | Direct Evaporative Air Coolers | Direct Evaporative Air Coolers with Centrifugal flow fans housed in PVC Cabinet of Capacity 2500 CFM |  |  | nos
ML_DEC0013 | Direct Evaporative Air Coolers | Direct Evaporative Air Coolers with Centrifugal flow fans housed in PVC Cabinet of Capacity 3000 CFM |  |  | nos
ML_DEC0014 | Direct Evaporative Air Coolers | Direct Evaporative Air Coolers with Centrifugal flow fans housed in PVC Cabinet of Capacity 3500 CFM |  |  | nos
ML_DEC0015 | Direct Evaporative Air Coolers | Direct Evaporative Air Coolers with Centrifugal flow fans housed in PVC Cabinet of Capacity 4000 CFM |  |  | nos
ML_DEC0016 | Direct Evaporative Air Coolers | Direct Evaporative Air Coolers with Centrifugal flow fans housed in PVC Cabinet of Capacity 5000 CFM |  |  | nos
ML_DEC0017 | Direct Evaporative Air Coolers | Direct Evaporative Air Coolers with Centrifugal flow fans housed in PVC Cabinet of Capacity 6000 CFM |  |  | nos
ML_DEC0018 | Direct Evaporative Air Coolers | Direct Evaporative Air Coolers with Axial flow fans housed in GI Cabinet of Capacity 500 CFM |  |  | nos
ML_DEC0019 | Direct Evaporative Air Coolers | Direct Evaporative Air Coolers with Axial flow fans housed in GI Cabinet of Capacity 1500 CFM |  |  | nos
ML_DEC0020 | Direct Evaporative Air Coolers | Direct Evaporative Air Coolers with Axial flow fans housed in GI Cabinet of Capacity 2000 CFM |  |  | nos
ML_DEC0021 | Direct Evaporative Air Coolers | Direct Evaporative Air Coolers with Axial flow fans housed in GI Cabinet of Capacity 2500 CFM |  |  | nos
ML_DEC0022 | Direct Evaporative Air Coolers | Direct Evaporative Air Coolers with Axial flow fans housed in GI Cabinet of Capacity 3000 CFM |  |  | nos
ML_DEC0023 | Direct Evaporative Air Coolers | Direct Evaporative Air Coolers with Axial flow fans housed in GI Cabinet of Capacity 3500 CFM |  |  | nos
ML_DEC0024 | Direct Evaporative Air Coolers | Direct Evaporative Air Coolers with Axial flow fans housed in GI Cabinet of Capacity 4000 CFM |  |  | nos
ML_DEC0025 | Direct Evaporative Air Coolers | Direct Evaporative Air Coolers with Axial flow fans housed in GI Cabinet of Capacity 5000 CFM |  |  | nos
ML_DEC0026 | Direct Evaporative Air Coolers | Direct Evaporative Air Coolers with Centrifugal flow fans housed in GI Cabinet of Capacity 500 CFM |  |  | nos
ML_DEC0027 | Direct Evaporative Air Coolers | Direct Evaporative Air Coolers with Centrifugal flow fans housed in GI Cabinet of Capacity 1500 CFM |  |  | nos
ML_DEC0028 | Direct Evaporative Air Coolers | Direct Evaporative Air Coolers with Centrifugal flow fans housed in GI Cabinet of Capacity 2000 CFM |  |  | nos
ML_DEC0029 | Direct Evaporative Air Coolers | Direct Evaporative Air Coolers with Centrifugal flow fans housed in GI Cabinet of Capacity 2500 CFM |  |  | nos
ML_DEC0030 | Direct Evaporative Air Coolers | Direct Evaporative Air Coolers with Centrifugal flow fans housed in GI Cabinet of Capacity 3000 CFM |  |  | nos
ML_DEC0031 | Direct Evaporative Air Coolers | Direct Evaporative Air Coolers with Centrifugal flow fans housed in GI Cabinet of Capacity 3500 CFM |  |  | nos
ML_DEC0032 | Direct Evaporative Air Coolers | Direct Evaporative Air Coolers with Centrifugal flow fans housed in GI Cabinet of Capacity 4000 CFM |  |  | nos
ML_DEC0033 | Direct Evaporative Air Coolers | Direct Evaporative Air Coolers with Centrifugal flow fans housed in GI Cabinet of Capacity 5000 CFM |  |  | nos
ML_DEC0034 | Direct Evaporative Air Coolers | Direct Evaporative Air Coolers with Centrifugal flow fans housed in GI Cabinet of Capacity 6000 CFM |  |  | nos
ML_DEC0035 | Direct Evaporative Air Coolers | Direct Evaporative Air Coolers with Centrifugal flow fans housed in GI Cabinet of Capacity 7000 CFM |  |  | nos
ML_DEC0036 | Direct Evaporative Air Coolers | Direct Evaporative Air Coolers with Centrifugal flow fans housed in GI Cabinet of Capacity 8000 CFM |  |  | ls
ML_DEC0037 | Direct Evaporative Air Coolers | Direct Evaporative Air Coolers with Centrifugal flow fans housed in GI Cabinet of Capacity 9000 CFM |  |  | ls
ML_DEC0038 | Direct Evaporative Air Coolers | Direct Evaporative Air Coolers with Centrifugal flow fans housed in GI Cabinet of Capacity 10000 CFM |  |  | ls
ML_DEC0039 | Direct Evaporative Air Coolers | Direct Evaporative Air Coolers with Centrifugal flow fans housed in GI Cabinet of Capacity 11000 CFM |  |  | nos
ML_DEC0040 | Direct Evaporative Air Coolers | Direct Evaporative Air Coolers with Centrifugal flow fans housed in GI Cabinet of Capacity 12000 CFM |  |  | nos
ML_DEC0041 | Direct Evaporative Air Coolers | Direct Evaporative Air Coolers with Centrifugal flow fans housed in GI Cabinet of Capacity 15000 CFM |  |  | nos
ML_DEC0042 | Direct Evaporative Air Coolers | Direct Evaporative Air Coolers with Centrifugal flow fans housed in GI Cabinet of Capacity 18000 CFM |  |  | nos
ML_DEC0043 | Direct Evaporative Air Coolers | Direct Evaporative Air Coolers with Centrifugal flow fans housed in GI Cabinet of Capacity 20000 CFM |  |  | nos
ML_DEC0044 | Direct Evaporative Air Coolers | Direct Evaporative Air Coolers with Centrifugal flow fans housed in GI Cabinet of Capacity 25000 CFM |  |  | nos
ML_DEC0045 | Direct Evaporative Air Coolers | Direct Evaporative Air Coolers with Centrifugal flow fans housed in GI Cabinet of Capacity 30000 CFM |  |  | nos
ML_DEC0046 | Direct Evaporative Air Coolers | Direct Evaporative Air Coolers with Centrifugal flow fans housed in GI Cabinet of Capacity 40000 CFM |  |  | nos
ML_DEC0047 | Direct Evaporative Air Coolers | Direct Evaporative Air Coolers with Centrifugal flow fans housed in GI Cabinet of Capacity 50000 CFM |  |  | nos
ML_DEC0048 | Direct Evaporative Air Coolers | Direct Evaporative Air Coolers with Centrifugal flow fans housed in GI Cabinet of Capacity 60000 CFM |  |  | nos
ML_DEC0049 | Direct Evaporative Air Coolers | Direct Evaporative Air Coolers with Centrifugal flow fans housed in GI Cabinet of Capacity 70000 CFM |  |  | nos
ML_DEC0050 | Direct Evaporative Air Coolers | Direct Evaporative Air Coolers with Centrifugal flow fans housed in GI Cabinet of Capacity 80000 CFM |  |  | nos
ML_DEC0051 | Direct Evaporative Air Coolers | Direct Evaporative Air Coolers with Centrifugal flow fans housed in GI Cabinet of Capacity 90000 CFM |  |  | nos
ML_DEC0052 | Direct Evaporative Air Coolers | Direct Evaporative Air Coolers with Centrifugal flow fans housed in GI Cabinet of Capacity 100000 CFM |  |  | nos
ML_DEC0053 | Direct Evaporative Air Coolers | Direct Evaporative Air Coolers with Centrifugal flow fans housed in GI Cabinet of Capacity 110000 CFM |  |  | nos
ML_DEC0054 | Direct Evaporative Air Coolers | Direct Evaporative Air Coolers with Centrifugal flow fans housed in GI Cabinet of Capacity 120000 CFM |  |  | nos
ML_DEC0055 | Direct Evaporative Air Coolers | Direct Evaporative Air Coolers with Centrifugal flow fans housed in GI Cabinet of Capacity 150000 CFM |  |  | nos
ML_DEC0056 | Direct Evaporative Air Coolers | Direct Evaporative Air Coolers with Centrifugal flow fans housed in GI Cabinet of Capacity 180000 CFM |  |  | nos
ML_DEC0057 | Direct Evaporative Air Coolers | Direct Evaporative Air Coolers with Centrifugal flow fans housed in GI Cabinet of Capacity 200000 CFM |  |  | nos
ML_DEC0058 | Direct Evaporative Air Coolers | Direct Evaporative Air Coolers with Centrifugal flow fans housed in GI Cabinet of Capacity 250000 CFM |  |  | nos
ML_DEC0059 | Direct Evaporative Air Coolers | Direct Evaporative Air Coolers with Axial flow fans housed in MS Cabinet of Capacity 500 CFM |  |  | nos
ML_DEC0060 | Direct Evaporative Air Coolers | Direct Evaporative Air Coolers with Axial flow fans housed in MS Cabinet of Capacity 1500 CFM |  |  | nos
ML_DEC0061 | Direct Evaporative Air Coolers | Direct Evaporative Air Coolers with Axial flow fans housed in MS Cabinet of Capacity 2000 CFM |  |  | nos
ML_DEC0062 | Direct Evaporative Air Coolers | Direct Evaporative Air Coolers with Axial flow fans housed in MS Cabinet of Capacity 2500 CFM |  |  | nos
ML_DEC0063 | Direct Evaporative Air Coolers | Direct Evaporative Air Coolers with Axial flow fans housed in MS Cabinet of Capacity 3000 CFM |  |  | nos
ML_DEC0064 | Direct Evaporative Air Coolers | Direct Evaporative Air Coolers with Axial flow fans housed in MS Cabinet of Capacity 3500 CFM |  |  | nos
ML_DEC0065 | Direct Evaporative Air Coolers | Direct Evaporative Air Coolers with Axial flow fans housed in MS Cabinet of Capacity 4000 CFM |  |  | nos
ML_DEC0066 | Direct Evaporative Air Coolers | Direct Evaporative Air Coolers with Axial flow fans housed in MS Cabinet of Capacity 5000 CFM |  |  | nos
ML_DEC0067 | Direct Evaporative Air Coolers | Direct Evaporative Air Coolers with Centrifugal flow fans housed in MS Cabinet of Capacity 500 CFM |  |  | nos
ML_DEC0068 | Direct Evaporative Air Coolers | Direct Evaporative Air Coolers with Centrifugal flow fans housed in MS Cabinet of Capacity 1500 CFM |  |  | nos
ML_DEC0069 | Direct Evaporative Air Coolers | Direct Evaporative Air Coolers with Centrifugal flow fans housed in MS Cabinet of Capacity 2000 CFM |  |  | nos
ML_DEC0070 | Direct Evaporative Air Coolers | Direct Evaporative Air Coolers with Centrifugal flow fans housed in MS Cabinet of Capacity 2500 CFM |  |  | nos
ML_DEC0071 | Direct Evaporative Air Coolers | Direct Evaporative Air Coolers with Centrifugal flow fans housed in MS Cabinet of Capacity 3000 CFM |  |  | nos
ML_DEC0072 | Direct Evaporative Air Coolers | Direct Evaporative Air Coolers with Centrifugal flow fans housed in MS Cabinet of Capacity 3500 CFM |  |  | nos
ML_DEC0073 | Direct Evaporative Air Coolers | Direct Evaporative Air Coolers with Centrifugal flow fans housed in MS Cabinet of Capacity 4000 CFM |  |  | nos
ML_DEC0074 | Direct Evaporative Air Coolers | Direct Evaporative Air Coolers with Centrifugal flow fans housed in MS Cabinet of Capacity 5000 CFM |  |  | nos
ML_DEC0075 | Direct Evaporative Air Coolers | Direct Evaporative Air Coolers with Centrifugal flow fans housed in MS Cabinet of Capacity 6000 CFM |  |  | nos
ML_DEC0076 | Direct Evaporative Air Coolers | Direct Evaporative Air Coolers with Centrifugal flow fans housed in MS Cabinet of Capacity 7000 CFM |  |  | nos
ML_DEC0077 | Direct Evaporative Air Coolers | Direct Evaporative Air Coolers with Centrifugal flow fans housed in MS Cabinet of Capacity 8000 CFM |  |  | ls
ML_DEC0078 | Direct Evaporative Air Coolers | Direct Evaporative Air Coolers with Centrifugal flow fans housed in MS Cabinet of Capacity 9000 CFM |  |  | ls
ML_DEC0079 | Direct Evaporative Air Coolers | Direct Evaporative Air Coolers with Centrifugal flow fans housed in MS Cabinet of Capacity 10000 CFM |  |  | ls
ML_DEC0080 | Direct Evaporative Air Coolers | Direct Evaporative Air Coolers with Centrifugal flow fans housed in MS Cabinet of Capacity 11000 CFM |  |  | nos
ML_DEC0081 | Direct Evaporative Air Coolers | Direct Evaporative Air Coolers with Centrifugal flow fans housed in MS Cabinet of Capacity 12000 CFM |  |  | nos
ML_DEC0082 | Direct Evaporative Air Coolers | Direct Evaporative Air Coolers with Centrifugal flow fans housed in MS Cabinet of Capacity 15000 CFM |  |  | nos
ML_DEC0083 | Direct Evaporative Air Coolers | Direct Evaporative Air Coolers with Centrifugal flow fans housed in MS Cabinet of Capacity 18000 CFM |  |  | nos
ML_DEC0084 | Direct Evaporative Air Coolers | Direct Evaporative Air Coolers with Centrifugal flow fans housed in MS Cabinet of Capacity 20000 CFM |  |  | nos
ML_DEC0085 | Direct Evaporative Air Coolers | Direct Evaporative Air Coolers with Centrifugal flow fans housed in MS Cabinet of Capacity 25000 CFM |  |  | nos
ML_DEC0086 | Direct Evaporative Air Coolers | Direct Evaporative Air Coolers with Centrifugal flow fans housed in MS Cabinet of Capacity 30000 CFM |  |  | nos
ML_DEC0087 | Direct Evaporative Air Coolers | Direct Evaporative Air Coolers with Centrifugal flow fans housed in MS Cabinet of Capacity 40000 CFM |  |  | nos
ML_DEC0088 | Direct Evaporative Air Coolers | Direct Evaporative Air Coolers with Centrifugal flow fans housed in MS Cabinet of Capacity 50000 CFM |  |  | nos
ML_DEC0089 | Direct Evaporative Air Coolers | Direct Evaporative Air Coolers with Centrifugal flow fans housed in MS Cabinet of Capacity 60000 CFM |  |  | nos
ML_DEC0090 | Direct Evaporative Air Coolers | Direct Evaporative Air Coolers with Centrifugal flow fans housed in MS Cabinet of Capacity 70000 CFM |  |  | nos
ML_DEC0091 | Direct Evaporative Air Coolers | Direct Evaporative Air Coolers with Centrifugal flow fans housed in MS Cabinet of Capacity 80000 CFM |  |  | nos
ML_DEC0092 | Direct Evaporative Air Coolers | Direct Evaporative Air Coolers with Centrifugal flow fans housed in MS Cabinet of Capacity 90000 CFM |  |  | nos
ML_DEC0093 | Direct Evaporative Air Coolers | Direct Evaporative Air Coolers with Centrifugal flow fans housed in MS Cabinet of Capacity 100000 CFM |  |  | nos
ML_DEC0094 | Direct Evaporative Air Coolers | Direct Evaporative Air Coolers with Centrifugal flow fans housed in MS Cabinet of Capacity 110000 CFM |  |  | nos
ML_DEC0095 | Direct Evaporative Air Coolers | Direct Evaporative Air Coolers with Centrifugal flow fans housed in MS Cabinet of Capacity 120000 CFM |  |  | nos
ML_DEC0096 | Direct Evaporative Air Coolers | Direct Evaporative Air Coolers with Centrifugal flow fans housed in MS Cabinet of Capacity 150000 CFM |  |  | nos
ML_DEC0097 | Direct Evaporative Air Coolers | Direct Evaporative Air Coolers with Centrifugal flow fans housed in MS Cabinet of Capacity 180000 CFM |  |  | nos
ML_DEC0098 | Direct Evaporative Air Coolers | Direct Evaporative Air Coolers with Centrifugal flow fans housed in MS Cabinet of Capacity 200000 CFM |  |  | nos
ML_DEC0099 | Direct Evaporative Air Coolers | Direct Evaporative Air Coolers with Centrifugal flow fans housed in MS Cabinet of Capacity 250000 CFM |  |  | nos
ML_DEC0100 | Direct Evaporative Air Coolers | Direct Evaporative Air Coolers with Axial flow fans housed in FRP Cabinet of Capacity 500 CFM |  |  | nos
ML_DEC0101 | Direct Evaporative Air Coolers | Direct Evaporative Air Coolers with Axial flow fans housed in FRP Cabinet of Capacity 1500 CFM |  |  | nos
ML_DEC0102 | Direct Evaporative Air Coolers | Direct Evaporative Air Coolers with Axial flow fans housed in FRP Cabinet of Capacity 2000 CFM |  |  | nos
ML_DEC0103 | Direct Evaporative Air Coolers | Direct Evaporative Air Coolers with Axial flow fans housed in FRP Cabinet of Capacity 2500 CFM |  |  | nos
ML_DEC0104 | Direct Evaporative Air Coolers | Direct Evaporative Air Coolers with Axial flow fans housed in FRP Cabinet of Capacity 3000 CFM |  |  | nos
ML_DEC0105 | Direct Evaporative Air Coolers | Direct Evaporative Air Coolers with Axial flow fans housed in FRP Cabinet of Capacity 3500 CFM |  |  | nos
ML_DEC0106 | Direct Evaporative Air Coolers | Direct Evaporative Air Coolers with Axial flow fans housed in FRP Cabinet of Capacity 4000 CFM |  |  | nos
ML_DEC0107 | Direct Evaporative Air Coolers | Direct Evaporative Air Coolers with Axial flow fans housed in FRP Cabinet of Capacity 5000 CFM |  |  | nos
ML_DEC0108 | Direct Evaporative Air Coolers | Direct Evaporative Air Coolers with Centrifugal flow fans housed in FRP Cabinet of Capacity 500 CFM |  |  | nos
ML_DEC0109 | Direct Evaporative Air Coolers | Direct Evaporative Air Coolers with Centrifugal flow fans housed in FRP Cabinet of Capacity 1500 CFM |  |  | nos
ML_DEC0110 | Direct Evaporative Air Coolers | Direct Evaporative Air Coolers with Centrifugal flow fans housed in FRP Cabinet of Capacity 2000 CFM |  |  | nos
ML_DEC0111 | Direct Evaporative Air Coolers | Direct Evaporative Air Coolers with Centrifugal flow fans housed in FRP Cabinet of Capacity 2500 CFM |  |  | nos
ML_DEC0112 | Direct Evaporative Air Coolers | Direct Evaporative Air Coolers with Centrifugal flow fans housed in FRP Cabinet of Capacity 3000 CFM |  |  | nos
ML_DEC0113 | Direct Evaporative Air Coolers | Direct Evaporative Air Coolers with Centrifugal flow fans housed in FRP Cabinet of Capacity 3500 CFM |  |  | nos
ML_DEC0114 | Direct Evaporative Air Coolers | Direct Evaporative Air Coolers with Centrifugal flow fans housed in FRP Cabinet of Capacity 4000 CFM |  |  | nos
ML_DEC0115 | Direct Evaporative Air Coolers | Direct Evaporative Air Coolers with Centrifugal flow fans housed in FRP Cabinet of Capacity 5000 CFM |  |  | nos
ML_DEC0116 | Direct Evaporative Air Coolers | Direct Evaporative Air Coolers with Centrifugal flow fans housed in FRP Cabinet of Capacity 6000 CFM |  |  | nos
ML_DEC0117 | Direct Evaporative Air Coolers | Direct Evaporative Air Coolers with Centrifugal flow fans housed in FRP Cabinet of Capacity 7000 CFM |  |  | nos
ML_DEC0118 | Direct Evaporative Air Coolers | Direct Evaporative Air Coolers with Centrifugal flow fans housed in FRP Cabinet of Capacity 8000 CFM |  |  | ls
ML_DEC0119 | Direct Evaporative Air Coolers | Direct Evaporative Air Coolers with Centrifugal flow fans housed in FRP Cabinet of Capacity 9000 CFM |  |  | ls
ML_DEC0120 | Direct Evaporative Air Coolers | Direct Evaporative Air Coolers with Centrifugal flow fans housed in FRP Cabinet of Capacity 10000 CFM |  |  | ls
ML_DEC0121 | Direct Evaporative Air Coolers | Direct Evaporative Air Coolers with Centrifugal flow fans housed in FRP Cabinet of Capacity 11000 CFM |  |  | nos
ML_DEC0122 | Direct Evaporative Air Coolers | Direct Evaporative Air Coolers with Centrifugal flow fans housed in FRP Cabinet of Capacity 12000 CFM |  |  | nos
ML_DEC0123 | Direct Evaporative Air Coolers | Direct Evaporative Air Coolers with Centrifugal flow fans housed in FRP Cabinet of Capacity 15000 CFM |  |  | nos
ML_DEC0124 | Direct Evaporative Air Coolers | Direct Evaporative Air Coolers with Centrifugal flow fans housed in FRP Cabinet of Capacity 18000 CFM |  |  | nos
ML_DEC0125 | Direct Evaporative Air Coolers | Direct Evaporative Air Coolers with Centrifugal flow fans housed in FRP Cabinet of Capacity 20000 CFM |  |  | nos
ML_DEC0126 | Direct Evaporative Air Coolers | Direct Evaporative Air Coolers with Centrifugal flow fans housed in FRP Cabinet of Capacity 25000 CFM |  |  | nos
ML_DEC0127 | Direct Evaporative Air Coolers | Direct Evaporative Air Coolers with Centrifugal flow fans housed in FRP Cabinet of Capacity 30000 CFM |  |  | nos
ML_DEC0128 | Direct Evaporative Air Coolers | Direct Evaporative Air Coolers with Centrifugal flow fans housed in FRP Cabinet of Capacity 40000 CFM |  |  | nos
ML_DEC0129 | Direct Evaporative Air Coolers | Direct Evaporative Air Coolers with Centrifugal flow fans housed in FRP Cabinet of Capacity 50000 CFM |  |  | nos
ML_DEC0130 | Direct Evaporative Air Coolers | Direct Evaporative Air Coolers with Centrifugal flow fans housed in FRP Cabinet of Capacity 60000 CFM |  |  | nos
ML_DEC0131 | Direct Evaporative Air Coolers | Direct Evaporative Air Coolers with Centrifugal flow fans housed in FRP Cabinet of Capacity 70000 CFM |  |  | nos
ML_DEC0132 | Direct Evaporative Air Coolers | Direct Evaporative Air Coolers with Centrifugal flow fans housed in FRP Cabinet of Capacity 80000 CFM |  |  | nos
ML_DEC0133 | Direct Evaporative Air Coolers | Direct Evaporative Air Coolers with Centrifugal flow fans housed in FRP Cabinet of Capacity 90000 CFM |  |  | nos
ML_DEC0134 | Direct Evaporative Air Coolers | Direct Evaporative Air Coolers with Centrifugal flow fans housed in FRP Cabinet of Capacity 100000 CFM |  |  | nos
ML_DEC0135 | Direct Evaporative Air Coolers | Direct Evaporative Air Coolers with Centrifugal flow fans housed in FRP Cabinet of Capacity 110000 CFM |  |  | nos
ML_DEC0136 | Direct Evaporative Air Coolers | Direct Evaporative Air Coolers with Centrifugal flow fans housed in FRP Cabinet of Capacity 120000 CFM |  |  | nos
ML_DEC0137 | Direct Evaporative Air Coolers | Direct Evaporative Air Coolers with Centrifugal flow fans housed in FRP Cabinet of Capacity 150000 CFM |  |  | nos
ML_DEC0138 | Direct Evaporative Air Coolers | Direct Evaporative Air Coolers with Centrifugal flow fans housed in FRP Cabinet of Capacity 180000 CFM |  |  | nos
ML_DEC0139 | Direct Evaporative Air Coolers | Direct Evaporative Air Coolers with Centrifugal flow fans housed in FRP Cabinet of Capacity 200000 CFM |  |  | nos
ML_DEC0140 | Direct Evaporative Air Coolers | Direct Evaporative Air Coolers with Centrifugal flow fans housed in FRP Cabinet of Capacity 250000 CFM |  |  | nos
ML_DEC0141 | Direct Evaporative Air Coolers | Direct Evaporative Air Coolers with Axial flow fans housed in SS 304 Cabinet of Capacity 500 CFM |  |  | nos
ML_DEC0142 | Direct Evaporative Air Coolers | Direct Evaporative Air Coolers with Axial flow fans housed in SS 304 Cabinet of Capacity 1500 CFM |  |  | nos
ML_DEC0143 | Direct Evaporative Air Coolers | Direct Evaporative Air Coolers with Axial flow fans housed in SS 304 Cabinet of Capacity 2000 CFM |  |  | nos
ML_DEC0144 | Direct Evaporative Air Coolers | Direct Evaporative Air Coolers with Axial flow fans housed in SS 304 Cabinet of Capacity 2500 CFM |  |  | nos
ML_DEC0145 | Direct Evaporative Air Coolers | Direct Evaporative Air Coolers with Axial flow fans housed in SS 304 Cabinet of Capacity 3000 CFM |  |  | nos
ML_DEC0146 | Direct Evaporative Air Coolers | Direct Evaporative Air Coolers with Axial flow fans housed in SS 304 Cabinet of Capacity 3500 CFM |  |  | nos
ML_DEC0147 | Direct Evaporative Air Coolers | Direct Evaporative Air Coolers with Axial flow fans housed in SS 304 Cabinet of Capacity 4000 CFM |  |  | nos
ML_DEC0148 | Direct Evaporative Air Coolers | Direct Evaporative Air Coolers with Axial flow fans housed in SS 304 Cabinet of Capacity 5000 CFM |  |  | nos
ML_DEC0149 | Direct Evaporative Air Coolers | Direct Evaporative Air Coolers with Centrifugal flow fans housed in SS 304 Cabinet of Capacity 500 CFM |  |  | nos
ML_DEC0150 | Direct Evaporative Air Coolers | Direct Evaporative Air Coolers with Centrifugal flow fans housed in SS 304 Cabinet of Capacity 1500 CFM |  |  | nos
ML_DEC0151 | Direct Evaporative Air Coolers | Direct Evaporative Air Coolers with Centrifugal flow fans housed in SS 304 Cabinet of Capacity 2000 CFM |  |  | nos
ML_DEC0152 | Direct Evaporative Air Coolers | Direct Evaporative Air Coolers with Centrifugal flow fans housed in SS 304 Cabinet of Capacity 2500 CFM |  |  | nos
ML_DEC0153 | Direct Evaporative Air Coolers | Direct Evaporative Air Coolers with Centrifugal flow fans housed in SS 304 Cabinet of Capacity 3000 CFM |  |  | nos
ML_DEC0154 | Direct Evaporative Air Coolers | Direct Evaporative Air Coolers with Centrifugal flow fans housed in SS 304 Cabinet of Capacity 3500 CFM |  |  | nos
ML_DEC0155 | Direct Evaporative Air Coolers | Direct Evaporative Air Coolers with Centrifugal flow fans housed in SS 304 Cabinet of Capacity 4000 CFM |  |  | nos
ML_DEC0156 | Direct Evaporative Air Coolers | Direct Evaporative Air Coolers with Centrifugal flow fans housed in SS 304 Cabinet of Capacity 5000 CFM |  |  | nos
ML_DEC0157 | Direct Evaporative Air Coolers | Direct Evaporative Air Coolers with Centrifugal flow fans housed in SS 304 Cabinet of Capacity 6000 CFM |  |  | nos
ML_DEC0158 | Direct Evaporative Air Coolers | Direct Evaporative Air Coolers with Centrifugal flow fans housed in SS 304 Cabinet of Capacity 7000 CFM |  |  | nos
ML_DEC0159 | Direct Evaporative Air Coolers | Direct Evaporative Air Coolers with Centrifugal flow fans housed in SS 304 Cabinet of Capacity 8000 CFM |  |  | ls
ML_DEC0160 | Direct Evaporative Air Coolers | Direct Evaporative Air Coolers with Centrifugal flow fans housed in SS 304 Cabinet of Capacity 9000 CFM |  |  | ls
ML_DEC0161 | Direct Evaporative Air Coolers | Direct Evaporative Air Coolers with Centrifugal flow fans housed in SS 304 Cabinet of Capacity 10000 CFM |  |  | ls
ML_DEC0162 | Direct Evaporative Air Coolers | Direct Evaporative Air Coolers with Centrifugal flow fans housed in SS 304 Cabinet of Capacity 11000 CFM |  |  | nos
ML_DEC0163 | Direct Evaporative Air Coolers | Direct Evaporative Air Coolers with Centrifugal flow fans housed in SS 304 Cabinet of Capacity 12000 CFM |  |  | nos
ML_DEC0164 | Direct Evaporative Air Coolers | Direct Evaporative Air Coolers with Centrifugal flow fans housed in SS 304 Cabinet of Capacity 15000 CFM |  |  | nos
ML_DEC0165 | Direct Evaporative Air Coolers | Direct Evaporative Air Coolers with Centrifugal flow fans housed in SS 304 Cabinet of Capacity 18000 CFM |  |  | nos
ML_DEC0166 | Direct Evaporative Air Coolers | Direct Evaporative Air Coolers with Centrifugal flow fans housed in SS 304 Cabinet of Capacity 20000 CFM |  |  | nos
ML_DEC0167 | Direct Evaporative Air Coolers | Direct Evaporative Air Coolers with Centrifugal flow fans housed in SS 304 Cabinet of Capacity 25000 CFM |  |  | nos
ML_DEC0168 | Direct Evaporative Air Coolers | Direct Evaporative Air Coolers with Centrifugal flow fans housed in SS 304 Cabinet of Capacity 30000 CFM |  |  | nos
ML_DEC0169 | Direct Evaporative Air Coolers | Direct Evaporative Air Coolers with Centrifugal flow fans housed in SS 304 Cabinet of Capacity 40000 CFM |  |  | nos
ML_DEC0170 | Direct Evaporative Air Coolers | Direct Evaporative Air Coolers with Centrifugal flow fans housed in SS 304 Cabinet of Capacity 50000 CFM |  |  | nos
ML_DEC0171 | Direct Evaporative Air Coolers | Direct Evaporative Air Coolers with Centrifugal flow fans housed in SS 304 Cabinet of Capacity 60000 CFM |  |  | nos
ML_DEC0172 | Direct Evaporative Air Coolers | Direct Evaporative Air Coolers with Centrifugal flow fans housed in SS 304 Cabinet of Capacity 70000 CFM |  |  | nos
ML_DEC0173 | Direct Evaporative Air Coolers | Direct Evaporative Air Coolers with Centrifugal flow fans housed in SS 304 Cabinet of Capacity 80000 CFM |  |  | nos
ML_DEC0174 | Direct Evaporative Air Coolers | Direct Evaporative Air Coolers with Centrifugal flow fans housed in SS 304 Cabinet of Capacity 90000 CFM |  |  | nos
ML_DEC0175 | Direct Evaporative Air Coolers | Direct Evaporative Air Coolers with Centrifugal flow fans housed in SS 304 Cabinet of Capacity 100000 CFM |  |  | nos
ML_DEC0176 | Direct Evaporative Air Coolers | Direct Evaporative Air Coolers with Centrifugal flow fans housed in SS 304 Cabinet of Capacity 110000 CFM |  |  | nos
ML_DEC0177 | Direct Evaporative Air Coolers | Direct Evaporative Air Coolers with Centrifugal flow fans housed in SS 304 Cabinet of Capacity 120000 CFM |  |  | nos
ML_DEC0178 | Direct Evaporative Air Coolers | Direct Evaporative Air Coolers with Centrifugal flow fans housed in SS 304 Cabinet of Capacity 150000 CFM |  |  | nos
ML_DEC0179 | Direct Evaporative Air Coolers | Direct Evaporative Air Coolers with Centrifugal flow fans housed in SS 304 Cabinet of Capacity 180000 CFM |  |  | nos
ML_DEC0180 | Direct Evaporative Air Coolers | Direct Evaporative Air Coolers with Centrifugal flow fans housed in SS 304 Cabinet of Capacity 200000 CFM |  |  | nos
ML_DEC0181 | Direct Evaporative Air Coolers | Direct Evaporative Air Coolers with Centrifugal flow fans housed in SS 304 Cabinet of Capacity 250000 CFM |  |  | nos
ML_LLHE0001 | Liquid-to-Liquid Heat Exchangers | Liquid-to-Liquid Heat Exchangers , Flow Rate 2m³/hr - 5m³/hr |  |  | nos
ML_LLHE0002 | Liquid-to-Liquid Heat Exchangers | Liquid-to-Liquid Heat Exchangers , Flow Rate 5m³/hr - 10m³/hr |  |  | nos
ML_LLHE0003 | Liquid-to-Liquid Heat Exchangers | Liquid-to-Liquid Heat Exchangers , Flow Rate 10m³/hr - 20m³/hr |  |  | nos
ML_LLHE0004 | Liquid-to-Liquid Heat Exchangers | Liquid-to-Liquid Heat Exchangers , Flow Rate 20m³/hr - 30m³/hr |  |  | nos
ML_LLHE0005 | Liquid-to-Liquid Heat Exchangers | Liquid-to-Liquid Heat Exchangers , Flow Rate 30m³/hr - 40m³/hr |  |  | nos
ML_LLHE0006 | Liquid-to-Liquid Heat Exchangers | Liquid-to-Liquid Heat Exchangers , Flow Rate 40m³/hr - 50m³/hr |  |  | nos
ML_LLHE0007 | Liquid-to-Liquid Heat Exchangers | Liquid-to-Liquid Heat Exchangers , Flow Rate 50m³/hr - 100m³/hr |  |  | nos
ML_LLHE0008 | Liquid-to-Liquid Heat Exchangers | Liquid-to-Liquid Heat Exchangers , Flow Rate 100m³/hr - 200m³/hr |  |  | nos
ML_LLHE0009 | Liquid-to-Liquid Heat Exchangers | Liquid-to-Liquid Heat Exchangers , Flow Rate 200m³/hr - 300m³/hr |  |  | nos
ML_LLHE0010 | Liquid-to-Liquid Heat Exchangers | Liquid-to-Liquid Heat Exchangers , Flow Rate 300m³/hr - 400m³/hr |  |  | nos
ML_LLHE0011 | Liquid-to-Liquid Heat Exchangers | Liquid-to-Liquid Heat Exchangers , Flow Rate 400m³/hr - 450m³/hr |  |  | nos
ML_LLHE0012 | Accessories | 10mm Fastner |  |  | nos
ML_DE0001 | Deaerators | Deaerators, Tray Type - 30000 PPH |  |  | nos
ML_DE0002 | Deaerators | Deaerators, Tray Type - 40000 PPH |  |  | nos
ML_DE0003 | Deaerators | Deaerators, Tray Type - 50000 PPH |  |  | nos
ML_DE0004 | Deaerators | Deaerators, Tray Type - 60000 PPH |  |  | nos
ML_DE0005 | Deaerators | Deaerators, Tray Type - 70000 PPH |  |  | nos
ML_DE0006 | Deaerators | Deaerators, Tray Type - 80000 PPH |  |  | nos
ML_DE0007 | Deaerators | Deaerators, Tray Type -90000 PPH |  |  | nos
ML_DE0008 | Deaerators | Deaerators, Tray Type - 100000 PPH |  |  | nos
ML_DE0009 | Deaerators | Deaerators, Spray Type - 30000 PPH |  |  | nos
ML_DE0010 | Deaerators | Deaerators, Spray Type - 40000 PPH |  |  | nos
ML_DE0011 | Deaerators | Deaerators, Spray Type - 50000 PPH |  |  | nos
ML_DE0012 | Deaerators | Deaerators, Spray Type - 60000 PPH |  |  | nos
ML_DE0013 | Deaerators | Deaerators, Spray Type - 70000 PPH |  |  | nos
ML_DE0014 | Deaerators | Deaerators, Spray Type - 80000 PPH |  |  | nos
ML_DE0015 | Deaerators | Deaerators, Spray Type -90000 PPH |  |  | nos
ML_DE0016 | Deaerators | Deaerators, Spray Type - 100000 PPH |  |  | nos
ML_FTB0001 | Fire Tube Boiler | Fire Tube boilers, Flued type - 10 TPH |  |  | nos
ML_FTB0002 | Fire Tube Boiler | Fire Tube boilers, Flued type - 20 TPH |  |  | nos
ML_FTB0003 | Fire Tube Boiler | Fire Tube boilers, Flued type - 30 TPH |  |  | nos
ML_FTB0004 | Fire Tube Boiler | Fire Tube boilers, Flued type - 40 TPH |  |  | nos
ML_FTB0005 | Fire Tube Boiler | Fire Tube Cornish boilers - 10 TPH |  |  | nos
ML_FTB0006 | Fire Tube Boiler | Fire Tube Cornish boilers - 20 TPH |  |  | nos
ML_FTB0007 | Fire Tube Boiler | Fire Tube Cornish boilers - 30 TPH |  |  | nos
ML_FTB0008 | Fire Tube Boiler | Fire Tube Cornish boilers - 40 TPH |  |  | nos
ML_FTB0009 | Fire Tube Boiler | Fire Tube Lancashire boilers - 10 TPH |  |  | nos
ML_FTB0010 | Fire Tube Boiler | Fire Tube Lancashire boilers - 20 TPH |  |  | nos
ML_FTB0011 | Fire Tube Boiler | Fire Tube Lancashire boilers - 30 TPH |  |  | nos
ML_FTB0012 | Fire Tube Boiler | Fire Tube Lancashire boilers - 40 TPH |  |  | nos
ML_FTB0013 | Fire Tube Boiler | Fire Tube Locomotive boilers - 10 TPH |  |  | nos
ML_FTB0014 | Fire Tube Boiler | Fire Tube Locomotive boilers - 20 TPH |  |  | nos
ML_FTB0015 | Fire Tube Boiler | Fire Tube Locomotive boilers - 30 TPH |  |  | nos
ML_FTB0016 | Fire Tube Boiler | Fire Tube Locomotive boilers - 40 TPH |  |  | nos
ML_FTB0017 | Fire Tube Boiler | Fire Tube Taper boilers - 10 TPH |  |  | nos
ML_FTB0018 | Fire Tube Boiler | Fire Tube Taper boilers - 20 TPH |  |  | nos
ML_FTB0019 | Fire Tube Boiler | Fire Tube Taper boilers - 30 TPH |  |  | nos
ML_FTB0020 | Fire Tube Boiler | Fire Tube Taper boilers - 40 TPH |  |  | nos
ML_FTB0021 | Fire Tube Boiler | Vertical fire-tube boilers - 10 TPH |  |  | nos
ML_FTB0022 | Fire Tube Boiler | Vertical fire-tube boilers - 20 TPH |  |  | nos
ML_FTB0023 | Fire Tube Boiler | Vertical fire-tube boilers - 30 TPH |  |  | nos
ML_FTB0024 | Fire Tube Boiler | Vertical fire-tube boilers - 40 TPH |  |  | nos
ML_FTB0025 | Fire Tube Boiler | Horizontal return tubular boilers - 10 TPH |  |  | nos
ML_FTB0026 | Fire Tube Boiler | Horizontal return tubular boilers - 20 TPH |  |  | nos
ML_FTB0027 | Fire Tube Boiler | Horizontal return tubular boilers - 30 TPH |  |  | nos
ML_FTB0028 | Fire Tube Boiler | Horizontal return tubular boilers - 40 TPH |  |  | nos
ML_FTB0029 | Fire Tube Boiler | Admiralty-type direct tube boiler - 10 TPH |  |  | nos
ML_FTB0030 | Fire Tube Boiler | Admiralty-type direct tube boiler - 20 TPH |  |  | nos
ML_FTB0031 | Fire Tube Boiler | Admiralty-type direct tube boiler - 30 TPH |  |  | nos
ML_FTB0032 | Fire Tube Boiler | Admiralty-type direct tube boiler - 40 TPH |  |  | nos
ML_FTB0033 | Fire Tube Boiler | Immersion fired boiler - 10 TPH |  |  | nos
ML_FTB0034 | Fire Tube Boiler | Immersion fired boiler - 20 TPH |  |  | nos
ML_FTB0035 | Fire Tube Boiler | Immersion fired boiler - 30 TPH |  |  | nos
ML_FTB0036 | Fire Tube Boiler | Immersion fired boiler - 40 TPH |  |  | nos
ML_WTB001 | Water Tube Boiler | Water Tube boilers - 33 tonne |  |  | nos
ML_WTB002 | Water Tube Boiler | Water Tube boilers - 38 tonne |  |  | nos
ML_WTB003 | Water Tube Boiler | Water Tube boilers - 47.5 tonne |  |  | nos
ML_WTB004 | Water Tube Boiler | Water Tube boilers - 55.5 tonne |  |  | nos
ML_WTB005 | Water Tube Boiler | Water Tube boilers - 72 tonne |  |  | nos
ML_WTB006 | Water Tube Boiler | Water Tube boilers - 77 tonne |  |  | nos
ML_FGFE0001 | Flue-Gas Filtration Equipment | Flue-Gas Filtration Equipment 4000m³ |  |  | ls
ML_FGFE0002 | Flue-Gas Filtration Equipment | Flue-Gas Filtration Equipment 5000m³ |  |  | ls
ML_FGFE0003 | Flue-Gas Filtration Equipment | Flue-Gas Filtration Equipment 6000m³ |  |  | ls
ML_AHU0001 | AIR Handling Unit | AIR Handling Unit, Floor Mounted Horizontal type, Without mixing box, 6 row deep cooling coil, 2500 CFM |  |  | nos
ML_AHU0002 | AIR Handling Unit | AIR Handling Unit, Floor Mounted Horizontal type, Without mixing box, 6 row deep cooling coil, 3000 CFM |  |  | nos
ML_AHU0003 | AIR Handling Unit | AIR Handling Unit, Floor Mounted Horizontal type, Without mixing box, 6 row deep cooling coil, 4000 CFM |  |  | nos
ML_AHU0004 | AIR Handling Unit | AIR Handling Unit, Floor Mounted Horizontal type, Without mixing box, 6 row deep cooling coil, 5000 CFM |  |  | nos
ML_AHU0005 | AIR Handling Unit | AIR Handling Unit, Floor Mounted Horizontal type, Without mixing box, 6 row deep cooling coil, 6000 CFM |  |  | nos
ML_AHU0006 | AIR Handling Unit | AIR Handling Unit, Floor Mounted Horizontal type, Without mixing box, 6 row deep cooling coil, 7000 CFM |  |  | nos
ML_AHU0007 | AIR Handling Unit | AIR Handling Unit, Floor Mounted Horizontal type, Without mixing box, 6 row deep cooling coil, 8000 CFM |  |  | nos
ML_AHU0008 | AIR Handling Unit | AIR Handling Unit, Floor Mounted Horizontal type, Without mixing box, 6 row deep cooling coil, 9000 CFM |  |  | nos
ML_AHU0009 | AIR Handling Unit | AIR Handling Unit, Floor Mounted Horizontal type, Without mixing box, 6 row deep cooling coil, 10000 CFM |  |  | nos
ML_AHU0010 | AIR Handling Unit | AIR Handling Unit, Floor Mounted Horizontal type, Without mixing box, 6 row deep cooling coil, 11000 CFM |  |  | nos
ML_AHU0011 | AIR Handling Unit | AIR Handling Unit, Floor Mounted Horizontal type, Without mixing box, 4 row deep cooling coil, 2500 CFM |  |  | nos
ML_AHU0012 | AIR Handling Unit | AIR Handling Unit, Floor Mounted Horizontal type, Without mixing box, 4 row deep cooling coil, 3000 CFM |  |  | nos
ML_AHU0013 | AIR Handling Unit | AIR Handling Unit, Floor Mounted Horizontal type, Without mixing box, 4 row deep cooling coil, 4000 CFM |  |  | nos
ML_AHU0014 | AIR Handling Unit | AIR Handling Unit, Floor Mounted Horizontal type, Without mixing box, 4 row deep cooling coil, 5000 CFM |  |  | nos
ML_AHU0015 | AIR Handling Unit | AIR Handling Unit, Floor Mounted Horizontal type, Without mixing box, 4 row deep cooling coil, 6000 CFM |  |  | nos
ML_AHU0016 | AIR Handling Unit | AIR Handling Unit, Floor Mounted Horizontal type, Without mixing box, 4 row deep cooling coil, 7000 CFM |  |  | nos
ML_AHU0017 | AIR Handling Unit | AIR Handling Unit, Floor Mounted Horizontal type, Without mixing box, 4 row deep cooling coil, 8000 CFM |  |  | nos
ML_AHU0018 | AIR Handling Unit | AIR Handling Unit, Floor Mounted Horizontal type, Without mixing box, 4 row deep cooling coil, 9000 CFM |  |  | nos
ML_AHU0019 | AIR Handling Unit | AIR Handling Unit, Floor Mounted Horizontal type, Without mixing box, 4 row deep cooling coil, 10000 CFM |  |  | nos
ML_AHU0020 | AIR Handling Unit | AIR Handling Unit, Floor Mounted Horizontal type, Without mixing box, 4 row deep cooling coil, 11000 CFM |  |  | nos
ML_AHU0021 | AIR Handling Unit | AIR Handling Unit, Floor Mounted Horizontal type, With mixing box, 6 row deep cooling coil, 2500 CFM |  |  | nos
ML_AHU0022 | AIR Handling Unit | AIR Handling Unit, Floor Mounted Horizontal type, With mixing box, 6 row deep cooling coil, 3000 CFM |  |  | nos
ML_AHU0023 | AIR Handling Unit | AIR Handling Unit, Floor Mounted Horizontal type, With mixing box, 6 row deep cooling coil, 4000 CFM |  |  | nos
ML_AHU0024 | AIR Handling Unit | AIR Handling Unit, Floor Mounted Horizontal type, With mixing box, 6 row deep cooling coil, 5000 CFM |  |  | nos
ML_AHU0025 | AIR Handling Unit | AIR Handling Unit, Floor Mounted Horizontal type, With mixing box, 6 row deep cooling coil, 6000 CFM |  |  | nos
ML_AHU0026 | AIR Handling Unit | AIR Handling Unit, Floor Mounted Horizontal type, With mixing box, 6 row deep cooling coil, 7000 CFM |  |  | nos
ML_AHU0027 | AIR Handling Unit | AIR Handling Unit, Floor Mounted Horizontal type, With mixing box, 6 row deep cooling coil, 8000 CFM |  |  | nos
ML_AHU0028 | AIR Handling Unit | AIR Handling Unit, Floor Mounted Horizontal type, With mixing box, 6 row deep cooling coil, 9000 CFM |  |  | nos
ML_AHU0029 | AIR Handling Unit | AIR Handling Unit, Floor Mounted Horizontal type, With mixing box, 6 row deep cooling coil, 10000 CFM |  |  | nos
ML_AHU0030 | AIR Handling Unit | AIR Handling Unit, Floor Mounted Horizontal type, With mixing box, 6 row deep cooling coil, 11000 CFM |  |  | nos
ML_AHU0031 | AIR Handling Unit | AIR Handling Unit, Floor Mounted Horizontal type, With mixing box, 4 row deep cooling coil, 2500 CFM |  |  | nos
ML_AHU0032 | AIR Handling Unit | AIR Handling Unit, Floor Mounted Horizontal type, With mixing box, 4 row deep cooling coil, 3000 CFM |  |  | nos
ML_AHU0033 | AIR Handling Unit | AIR Handling Unit, Floor Mounted Horizontal type, With mixing box, 4 row deep cooling coil, 4000 CFM |  |  | nos
ML_AHU0034 | AIR Handling Unit | AIR Handling Unit, Floor Mounted Horizontal type, With mixing box, 4 row deep cooling coil, 5000 CFM |  |  | nos
ML_AHU0035 | AIR Handling Unit | AIR Handling Unit, Floor Mounted Horizontal type, With mixing box, 4 row deep cooling coil, 6000 CFM |  |  | nos
ML_AHU0036 | AIR Handling Unit | AIR Handling Unit, Floor Mounted Horizontal type, With mixing box, 4 row deep cooling coil, 7000 CFM |  |  | nos
ML_AHU0037 | AIR Handling Unit | AIR Handling Unit, Floor Mounted Horizontal type, With mixing box, 4 row deep cooling coil, 8000 CFM |  |  | nos
ML_AHU0038 | AIR Handling Unit | AIR Handling Unit, Floor Mounted Horizontal type, With mixing box, 4 row deep cooling coil, 9000 CFM |  |  | nos
ML_AHU0039 | AIR Handling Unit | AIR Handling Unit, Floor Mounted Horizontal type, With mixing box, 4 row deep cooling coil, 10000 CFM |  |  | nos
ML_AHU0040 | AIR Handling Unit | AIR Handling Unit, Floor Mounted Horizontal type, With mixing box, 4 row deep cooling coil, 11000 CFM |  |  | nos
ML_AHU0041 | AIR Handling Unit | AIR Handling Unit, Floor Mounted Vertical type, Without mixing box, 6 row deep cooling coil, 2500 CFM |  |  | nos
ML_AHU0042 | AIR Handling Unit | AIR Handling Unit, Floor Mounted Vertical type, Without mixing box, 6 row deep cooling coil, 3000 CFM |  |  | nos
ML_AHU0043 | AIR Handling Unit | AIR Handling Unit, Floor Mounted Vertical type, Without mixing box, 6 row deep cooling coil, 4000 CFM |  |  | nos
ML_AHU0044 | AIR Handling Unit | AIR Handling Unit, Floor Mounted Vertical type, Without mixing box, 6 row deep cooling coil, 5000 CFM |  |  | nos
ML_AHU0045 | AIR Handling Unit | AIR Handling Unit, Floor Mounted Vertical type, Without mixing box, 6 row deep cooling coil, 6000 CFM |  |  | nos
ML_AHU0046 | AIR Handling Unit | AIR Handling Unit, Floor Mounted Vertical type, Without mixing box, 6 row deep cooling coil, 7000 CFM |  |  | nos
ML_AHU0047 | AIR Handling Unit | AIR Handling Unit, Floor Mounted Vertical type, Without mixing box, 6 row deep cooling coil, 8000 CFM |  |  | nos
ML_AHU0048 | AIR Handling Unit | AIR Handling Unit, Floor Mounted Vertical type, Without mixing box, 6 row deep cooling coil, 9000 CFM |  |  | nos
ML_AHU0049 | AIR Handling Unit | AIR Handling Unit, Floor Mounted Vertical type, Without mixing box, 6 row deep cooling coil, 10000 CFM |  |  | nos
ML_AHU0050 | AIR Handling Unit | AIR Handling Unit, Floor Mounted Vertical type, Without mixing box, 6 row deep cooling coil, 11000 CFM |  |  | nos
ML_AHU0051 | AIR Handling Unit | AIR Handling Unit, Floor Mounted Vertical type, Without mixing box, 4 row deep cooling coil, 2500 CFM |  |  | nos
ML_AHU0052 | AIR Handling Unit | AIR Handling Unit, Floor Mounted Vertical type, Without mixing box, 4 row deep cooling coil, 3000 CFM |  |  | nos
ML_AHU0053 | AIR Handling Unit | AIR Handling Unit, Floor Mounted Vertical type, Without mixing box, 4 row deep cooling coil, 4000 CFM |  |  | nos
ML_AHU0054 | AIR Handling Unit | AIR Handling Unit, Floor Mounted Vertical type, Without mixing box, 4 row deep cooling coil, 5000 CFM |  |  | nos
ML_AHU0055 | AIR Handling Unit | AIR Handling Unit, Floor Mounted Vertical type, Without mixing box, 4 row deep cooling coil, 6000 CFM |  |  | nos
ML_AHU0056 | AIR Handling Unit | AIR Handling Unit, Floor Mounted Vertical type, Without mixing box, 4 row deep cooling coil, 7000 CFM |  |  | nos
ML_AHU0057 | AIR Handling Unit | AIR Handling Unit, Floor Mounted Vertical type, Without mixing box, 4 row deep cooling coil, 8000 CFM |  |  | nos
ML_AHU0058 | AIR Handling Unit | AIR Handling Unit, Floor Mounted Vertical type, Without mixing box, 4 row deep cooling coil, 9000 CFM |  |  | nos
ML_AHU0059 | AIR Handling Unit | AIR Handling Unit, Floor Mounted Vertical type, Without mixing box, 4 row deep cooling coil, 10000 CFM |  |  | nos
ML_AHU0060 | AIR Handling Unit | AIR Handling Unit, Floor Mounted Vertical type, Without mixing box, 4 row deep cooling coil, 11000 CFM |  |  | nos
ML_AHU0061 | AIR Handling Unit | AIR Handling Unit, Floor Mounted Vertical type, With mixing box, 6 row deep cooling coil, 2500 CFM |  |  | nos
ML_AHU0062 | AIR Handling Unit | AIR Handling Unit, Floor Mounted Vertical type, With mixing box, 6 row deep cooling coil, 3000 CFM |  |  | nos
ML_AHU0063 | AIR Handling Unit | AIR Handling Unit, Floor Mounted Vertical type, With mixing box, 6 row deep cooling coil, 4000 CFM |  |  | nos
ML_AHU0064 | AIR Handling Unit | AIR Handling Unit, Floor Mounted Vertical type, With mixing box, 6 row deep cooling coil, 5000 CFM |  |  | nos
ML_AHU0065 | AIR Handling Unit | AIR Handling Unit, Floor Mounted Vertical type, With mixing box, 6 row deep cooling coil, 6000 CFM |  |  | nos
ML_AHU0066 | AIR Handling Unit | AIR Handling Unit, Floor Mounted Vertical type, With mixing box, 6 row deep cooling coil, 7000 CFM |  |  | nos
ML_AHU0067 | AIR Handling Unit | AIR Handling Unit, Floor Mounted Vertical type, With mixing box, 6 row deep cooling coil, 8000 CFM |  |  | nos
ML_AHU0068 | AIR Handling Unit | AIR Handling Unit, Floor Mounted Vertical type, With mixing box, 6 row deep cooling coil, 9000 CFM |  |  | nos
ML_AHU0069 | AIR Handling Unit | AIR Handling Unit, Floor Mounted Vertical type, With mixing box, 6 row deep cooling coil, 10000 CFM |  |  | nos
ML_AHU0070 | AIR Handling Unit | AIR Handling Unit, Floor Mounted Vertical type, With mixing box, 6 row deep cooling coil, 11000 CFM |  |  | nos
ML_AHU0071 | AIR Handling Unit | AIR Handling Unit, Floor Mounted Vertical type, With mixing box, 4 row deep cooling coil, 2500 CFM |  |  | nos
ML_AHU0072 | AIR Handling Unit | AIR Handling Unit, Floor Mounted Vertical type, With mixing box, 4 row deep cooling coil, 3000 CFM |  |  | nos
ML_AHU0073 | AIR Handling Unit | AIR Handling Unit, Floor Mounted Vertical type, With mixing box, 4 row deep cooling coil, 4000 CFM |  |  | nos
ML_AHU0074 | AIR Handling Unit | AIR Handling Unit, Floor Mounted Vertical type, With mixing box, 4 row deep cooling coil, 5000 CFM |  |  | nos
ML_AHU0075 | AIR Handling Unit | AIR Handling Unit, Floor Mounted Vertical type, With mixing box, 4 row deep cooling coil, 6000 CFM |  |  | nos
ML_AHU0076 | AIR Handling Unit | AIR Handling Unit, Floor Mounted Vertical type, With mixing box, 4 row deep cooling coil, 7000 CFM |  |  | nos
ML_AHU0077 | AIR Handling Unit | AIR Handling Unit, Floor Mounted Vertical type, With mixing box, 4 row deep cooling coil, 8000 CFM |  |  | nos
ML_AHU0078 | AIR Handling Unit | AIR Handling Unit, Floor Mounted Vertical type, With mixing box, 4 row deep cooling coil, 9000 CFM |  |  | nos
ML_AHU0079 | AIR Handling Unit | AIR Handling Unit, Floor Mounted Vertical type, With mixing box, 4 row deep cooling coil, 10000 CFM |  |  | nos
ML_AHU0080 | AIR Handling Unit | AIR Handling Unit, Floor Mounted Vertical type, With mixing box, 4 row deep cooling coil, 11000 CFM |  |  | nos
ML_AHU0081 | AIR Handling Unit | AIR Handling Unit, Ceiling Suspended Vertical type, 6 row deep cooling coil, 1200 CFM |  |  | nos
ML_AHU0082 | AIR Handling Unit | AIR Handling Unit, Ceiling Suspended Vertical type, 6 row deep cooling coil, 1600 CFM |  |  | nos
ML_AHU0083 | AIR Handling Unit | AIR Handling Unit, Ceiling Suspended Vertical type, 6 row deep cooling coil, 2000 CFM |  |  | nos
ML_AHU0084 | AIR Handling Unit | AIR Handling Unit, Ceiling Suspended Vertical type, 6 row deep cooling coil, 2200 CFM |  |  | nos
ML_AHU0085 | AIR Handling Unit | AIR Handling Unit, Ceiling Suspended Vertical type, 6 row deep cooling coil, 2500 CFM |  |  | nos
ML_AHU0086 | AIR Handling Unit | AIR Handling Unit, Ceiling Suspended Vertical type, 6 row deep cooling coil, 3000 CFM |  |  | nos
ML_AHU0087 | AIR Handling Unit | AIR Handling Unit, Ceiling Suspended Vertical type, 6 row deep cooling coil, 4000 CFM |  |  | nos
ML_AHU0088 | AIR Handling Unit | AIR Handling Unit, Ceiling Suspended Vertical type, 6 row deep cooling coil, 5000 CFM |  |  | nos
ML_AHU0089 | AIR Handling Unit | AIR Handling Unit, Ceiling Suspended Vertical type, 4 row deep cooling coil, 1200 CFM |  |  | nos
ML_AHU0090 | AIR Handling Unit | AIR Handling Unit, Ceiling Suspended Vertical type, 4 row deep cooling coil, 1600 CFM |  |  | nos
ML_AHU0091 | AIR Handling Unit | AIR Handling Unit, Ceiling Suspended Vertical type, 4 row deep cooling coil, 2000 CFM |  |  | nos
ML_AHU0092 | AIR Handling Unit | AIR Handling Unit, Ceiling Suspended Vertical type, 4 row deep cooling coil, 2200 CFM |  |  | nos
ML_AHU0093 | AIR Handling Unit | AIR Handling Unit, Ceiling Suspended Vertical type, 4 row deep cooling coil, 2500 CFM |  |  | nos
ML_AHU0094 | AIR Handling Unit | AIR Handling Unit, Ceiling Suspended Vertical type, 4 row deep cooling coil, 3000 CFM |  |  | nos
ML_AHU0095 | AIR Handling Unit | AIR Handling Unit, Ceiling Suspended Vertical type, 4 row deep cooling coil, 4000 CFM |  |  | nos
ML_AHU0096 | AIR Handling Unit | AIR Handling Unit, Ceiling Suspended Vertical type, 4 row deep cooling coil, 5000 CFM |  |  | nos
ML_AHU0097 | Treated Fresh Air Unit | Treated Fresh Air Unit (TFA) , 6 row deep cooling coil, 2500 CFM |  |  | nos
ML_AHU0098 | Treated Fresh Air Unit | Treated Fresh Air Unit (TFA) , 6 row deep cooling coil, 3000 CFM |  |  | nos
ML_AHU0099 | Treated Fresh Air Unit | Treated Fresh Air Unit (TFA) , 6 row deep cooling coil, 4000 CFM |  |  | nos
ML_AHU0100 | Treated Fresh Air Unit | Treated Fresh Air Unit (TFA) , 6 row deep cooling coil, 5000 CFM |  |  | nos
ML_AHU0101 | Treated Fresh Air Unit | Treated Fresh Air Unit (TFA) , 6 row deep cooling coil, 6000 CFM |  |  | nos
ML_AHU0102 | Treated Fresh Air Unit | Treated Fresh Air Unit (TFA) , 6 row deep cooling coil, 7000 CFM |  |  | nos
ML_AHU0103 | Treated Fresh Air Unit | Treated Fresh Air Unit (TFA) , 6 row deep cooling coil, 8000 CFM |  |  | nos
ML_AHU0104 | Treated Fresh Air Unit | Treated Fresh Air Unit (TFA) , 6 row deep cooling coil, 9000 CFM |  |  | nos
ML_AHU0105 | Treated Fresh Air Unit | Treated Fresh Air Unit (TFA) , 6 row deep cooling coil, 10000 CFM |  |  | nos
ML_AHU0106 | Treated Fresh Air Unit | Treated Fresh Air Unit (TFA) , 6 row deep cooling coil, 11000 CFM |  |  | nos
ML_AHU0107 | Treated Fresh Air Unit | Treated Fresh Air Unit (TFA) , 4 row deep cooling coil, 2500 CFM |  |  | nos
ML_AHU0108 | Treated Fresh Air Unit | Treated Fresh Air Unit (TFA) , 4 row deep cooling coil, 3000 CFM |  |  | nos
ML_AHU0109 | Treated Fresh Air Unit | Treated Fresh Air Unit (TFA) , 4 row deep cooling coil, 4000 CFM |  |  | nos
ML_AHU0110 | Treated Fresh Air Unit | Treated Fresh Air Unit (TFA) , 4 row deep cooling coil, 5000 CFM |  |  | nos
ML_AHU0111 | Treated Fresh Air Unit | Treated Fresh Air Unit (TFA) , 4 row deep cooling coil, 6000 CFM |  |  | nos
ML_AHU0112 | Treated Fresh Air Unit | Treated Fresh Air Unit (TFA) , 4 row deep cooling coil, 7000 CFM |  |  | nos
ML_AHU0113 | Treated Fresh Air Unit | Treated Fresh Air Unit (TFA) , 4 row deep cooling coil, 8000 CFM |  |  | nos
ML_AHU0114 | Treated Fresh Air Unit | Treated Fresh Air Unit (TFA) , 4 row deep cooling coil, 9000 CFM |  |  | nos
ML_AHU0115 | Treated Fresh Air Unit | Treated Fresh Air Unit (TFA) , 4 row deep cooling coil, 10000 CFM |  |  | nos
ML_AHU0116 | Treated Fresh Air Unit | Treated Fresh Air Unit (TFA) , 4 row deep cooling coil, 11000 CFM |  |  | nos
ML_AHU0117 | Accessories | Bolts & Nuts |  |  | kg
ML_AHU0118 | Accessories | Anti Vibration Pads |  |  | nos
ML_AHU0119 | Accessories | Anchor fastners with hangers |  |  | nos
ML_AHU0120 | AIR Handling Unit | AIR Handling Unit with DX Coil, Ceiling Suspended Vertical type, 6 row deep cooling coil, 1200 CFM |  |  | nos
ML_AHU0121 | AIR Handling Unit | AIR Handling Unit with DX Coil, Ceiling Suspended Vertical type, 6 row deep cooling coil, 1600 CFM |  |  | nos
ML_AHU0122 | AIR Handling Unit | AIR Handling Unit with DX Coil, Ceiling Suspended Vertical type, 6 row deep cooling coil, 2000 CFM |  |  | nos
ML_AHU0123 | AIR Handling Unit | AIR Handling Unit with DX Coil, Ceiling Suspended Vertical type, 6 row deep cooling coil, 2200 CFM |  |  | nos
ML_AHU0124 | AIR Handling Unit | AIR Handling Unit with DX Coil, Ceiling Suspended Vertical type, 6 row deep cooling coil, 2500 CFM |  |  | nos
ML_AHU0125 | AIR Handling Unit | AIR Handling Unit with DX Coil, Ceiling Suspended Vertical type, 6 row deep cooling coil, 3000 CFM |  |  | nos
ML_AHU0126 | AIR Handling Unit | AIR Handling Unit with DX Coil, Ceiling Suspended Vertical type, 6 row deep cooling coil, 4000 CFM |  |  | nos
ML_AHU0127 | AIR Handling Unit | AIR Handling Unit with DX Coil, Ceiling Suspended Vertical type, 6 row deep cooling coil, 5000 CFM |  |  | nos
ML_AHU0128 | AIR Handling Unit | AIR Handling Unit with DX Coil, Ceiling Suspended Vertical type, 4 row deep cooling coil, 1200 CFM |  |  | nos
ML_AHU0129 | AIR Handling Unit | AIR Handling Unit with DX Coil, Ceiling Suspended Vertical type, 4 row deep cooling coil, 1600 CFM |  |  | nos
ML_AHU0130 | AIR Handling Unit | AIR Handling Unit with DX Coil, Ceiling Suspended Vertical type, 4 row deep cooling coil, 2000 CFM |  |  | nos
ML_AHU0131 | AIR Handling Unit | AIR Handling Unit with DX Coil, Ceiling Suspended Vertical type, 4 row deep cooling coil, 2200 CFM |  |  | nos
ML_AHU0132 | AIR Handling Unit | AIR Handling Unit with DX Coil, Ceiling Suspended Vertical type, 4 row deep cooling coil, 2500 CFM |  |  | nos
ML_AHU0133 | AIR Handling Unit | AIR Handling Unit with DX Coil, Ceiling Suspended Vertical type, 4 row deep cooling coil, 3000 CFM |  |  | nos
ML_AHU0134 | AIR Handling Unit | AIR Handling Unit with DX Coil, Ceiling Suspended Vertical type, 4 row deep cooling coil, 4000 CFM |  |  | nos
ML_AHU0135 | AIR Handling Unit | AIR Handling Unit with DX Coil, Ceiling Suspended Vertical type, 4 row deep cooling coil, 5000 CFM |  |  | nos
ML_MGCS84_001 | Relief Vent | Roof turbine vent - 12 " dia |  |  | nos
ML_MGCS84_002 | Relief Vent | Roof turbine vent - 14 " dia |  |  | nos
ML_MGCS84_003 | Relief Vent | Roof turbine vent - 16 " dia |  |  | nos
ML_MGCS84_004 | Relief Vent | Roof turbine vent - 18 " dia |  |  | nos
ML_MGCS84_005 | Relief Vent | Roof turbine vent - 20 " dia |  |  | nos
ML_MGCS84_006 | Relief Vent | Roof turbine vent - 24 " dia |  |  | nos
ML_MGCS84_007 | Relief Vent | Roof turbine vent - 30 " dia |  |  | nos
ML_MGCS84_008 | Relief Vent | Roof turbine vent - 36 " dia |  |  | nos
ML_MGCS84_009 | Relief Vent | Roof turbine vent - 48 " dia |  |  | nos
ML_MGCS85_001 | Ridge Vent | 90 mm wide, 16 mm high - HDPE Body |  |  | m
ML_MGCS85_002 | Ridge Vent | 90 mm wide, 25 mm high - HDPE Body |  |  | m
ML_MGCS85_003 | Ridge Vent | 175 mm wide, 16 mm high - HDPE Body |  |  | m
ML_MGCS85_004 | Ridge Vent | 175 mm wide, 25 mm high - HDPE Body |  |  | m
ML_MGCS85_005 | Ridge Vent | 220 mm wide, 16 mm high - HDPE Body |  |  | m
ML_MGCS85_006 | Ridge Vent | 220 mm wide, 25 mm high - HDPE Body |  |  | m
ML_MGCS85_007 | Ridge Vent | 280 mm wide, 16 mm high - HDPE Body |  |  | m
ML_MGCS85_008 | Ridge Vent | 280 mm wide, 25 mm high - HDPE Body |  |  | m

## Landscaping
Material Code | Material Category | Material Name | Alias | Description | Unit | Quantity | GST | BASE Price
ML_MGLS1_001 | Grass | Mexican Grass |  |  | sqm
ML_MGLS1_002 | Grass | Native Grass |  |  | sqm
ML_MGLS1_003 | Grass | Doob/Bermuda Grass |  |  | sqm
ML_MGLS1_004 | Grass | Nilgiri Grass |  |  | sqm
ML_MGLS2_001 | Ground Cover Plants | Alpinia |  |  | each
ML_MGLS2_002 | Ground Cover Plants | Alternanthera |  |  | each
ML_MGLS2_003 | Ground Cover Plants | Asparagus marrie |  |  | each
ML_MGLS2_004 | Ground Cover Plants | Asparagus sprengeri |  |  | each
ML_MGLS2_005 | Ground Cover Plants | Aspidistra |  |  | each
ML_MGLS2_006 | Ground Cover Plants | Clerodendron ht. 25 cm to 32 cm |  |  | each
ML_MGLS2_007 | Ground Cover Plants | Clerodendron ht. 30 cm to 40 cm |  |  | each
ML_MGLS2_008 | Ground Cover Plants | Chlorophytum(green) plant |  |  | each
ML_MGLS2_009 | Ground Cover Plants | Chlorophytum-variegated plant |  |  | each
ML_MGLS2_010 | Ground Cover Plants | Cuphea chinensis |  |  | each
ML_MGLS2_011 | Ground Cover Plants | Dianella |  |  | each
ML_MGLS2_012 | Ground Cover Plants | Duranta Golden |  |  | each
ML_MGLS2_013 | Ground Cover Plants | Euphorbia 20cm leaves |  |  | each
ML_MGLS2_014 | Ground Cover Plants | Euphorbia 30cm leaves |  |  | each
ML_MGLS2_015 | Ground Cover Plants | Ipomea (Golden leaves) |  |  | each
ML_MGLS2_016 | Ground Cover Plants | Iresine herbstii-15cm size |  |  | each
ML_MGLS2_017 | Ground Cover Plants | Iresine herbstii-20cm size |  |  | each
ML_MGLS2_018 | Ground Cover Plants | Juniperus prostrata |  |  | each
ML_MGLS2_019 | Ground Cover Plants | Ophiopogon |  |  | each
ML_MGLS2_020 | Ground Cover Plants | Ophiopogon jaburan-15cm size |  |  | each
ML_MGLS2_021 | Ground Cover Plants | Ophiopogon jaburan-20cm size |  |  | each
ML_MGLS2_022 | Ground Cover Plants | Portulacaria afra |  |  | each
ML_MGLS2_023 | Ground Cover Plants | Schflera |  |  | each
ML_MGLS2_024 | Ground Cover Plants | Setcreasea |  |  | each
ML_MGLS2_025 | Ground Cover Plants | Syngonium |  |  | each
ML_MGLS2_026 | Ground Cover Plants | Syngonium golden |  |  | each
ML_MGLS2_027 | Ground Cover Plants | Syngonium miniature dwarf |  |  | each
ML_MGLS2_028 | Ground Cover Plants | Syngonium variegated |  |  | each
ML_MGLS2_029 | Ground Cover Plants | Tradiscantia |  |  | each
ML_MGLS2_030 | Ground Cover Plants | Wadelia |  |  | each
ML_MGLS2_031 | Ground Cover Plants | Zebrina |  |  | each
ML_MGLS3_001 | Plant and Bulbs | Acalypha plant |  |  | each
ML_MGLS3_002 | Plant and Bulbs | Acalypha green |  |  | each
ML_MGLS3_003 | Plant and Bulbs | Acalypha red |  |  | each
ML_MGLS3_004 | Plant and Bulbs | Acalypha twisted |  |  | each
ML_MGLS3_005 | Plant and Bulbs | Adenium Obesum grafted |  |  | each
ML_MGLS3_006 | Plant and Bulbs | Adenium Obesum |  |  | each
ML_MGLS3_007 | Plant and Bulbs | Bamboo Buddha |  |  | each
ML_MGLS3_008 | Plant and Bulbs | Bamboo Buddha vally variety with umbrella shape |  |  | each
ML_MGLS3_010 | Plant and Bulbs | Bird of paradise |  |  | each
ML_MGLS3_011 | Plant and Bulbs | Bismarkia Palm |  |  | each
ML_MGLS3_012 | Plant and Bulbs | Bougainvillea named variety, Sobhra, Thima, Marry,Palmar,etc |  |  | each
ML_MGLS3_013 | Plant and Bulbs | Cycus cirsnallis |  |  | each
ML_MGLS3_014 | Plant and Bulbs | Cycus revoluta |  |  | each
ML_MGLS3_016 | Plant and Bulbs | Cyprus Golden |  |  | each
ML_MGLS3_019 | Plant and Bulbs | Euphorbia milli hybrid |  |  | each
ML_MGLS3_020 | Plant and Bulbs | Ficus black vivion piller topiary |  |  | each
ML_MGLS3_021 | Plant and Bulbs | Ficus Long Island topiary |  |  | each
ML_MGLS3_022 | Plant and Bulbs | Ficus Nuda topiary |  |  | each
ML_MGLS3_024 | Plant and Bulbs | Ficus Retusa topiary |  |  | each
ML_MGLS3_025 | Plant and Bulbs | Ficus reginold |  |  | each
ML_MGLS3_026 | Plant and Bulbs | Ficus reginold piller type Topiary |  |  | each
ML_MGLS3_027 | Plant and Bulbs | Ficus reginold Topiary plant |  |  | each
ML_MGLS3_028 | Plant and Bulbs | Ficus Starlight |  |  | each
ML_MGLS3_029 | Plant and Bulbs | Fishtail palm |  |  | each
ML_MGLS3_031 | Plant and Bulbs | Furcaira variegated |  |  | each
ML_MGLS3_032 | Plant and Bulbs | Furcaria Variegated |  |  | each
ML_MGLS3_033 | Plant and Bulbs | Golden Bottle brush |  |  | each
ML_MGLS3_034 | Plant and Bulbs | Zamia palm |  |  | each
ML_MGLS3_035 | Plant and Bulbs | Latania Rubra Palm |  |  | each
ML_MGLS3_036 | Plant and Bulbs | Mascarena palm |  |  | each
ML_MGLS3_037 | Plant and Bulbs | Phoenix roebelenii |  |  | each
ML_MGLS3_038 | Plant and Bulbs | Ficus Bush King |  |  | each
ML_MGLS3_039 | Plant and Bulbs | Ficus Nuda |  |  | each
ML_MGLS3_040 | Plant and Bulbs | Ficus Panda |  |  | each
ML_MGLS3_041 | Plant and Bulbs | Casuarina plant |  |  | each
ML_MGLS3_042 | Plant and Bulbs | Traveller palm |  |  | each
ML_MGLS3_043 | Plant and Bulbs | Travellar palm |  |  | each
ML_MGLS3_044 | Plant and Bulbs | Washingtonia filifera palm |  |  | each
ML_MGLS3_045 | Plant and Bulbs | Allyssum white |  |  | each
ML_MGLS3_046 | Plant and Bulbs | Anemone hybrid |  |  | each
ML_MGLS3_047 | Plant and Bulbs | Antirrhinum Hybrid Dwarf |  |  | each
ML_MGLS3_048 | Plant and Bulbs | Antirrhinum Hybrid dwarf variety |  |  | each
ML_MGLS3_049 | Plant and Bulbs | Antirrhinum |  |  | each
ML_MGLS3_050 | Plant and Bulbs | Asiatic lilly hybrid |  |  | each
ML_MGLS3_051 | Plant and Bulbs | Aster Hybrid |  |  | each
ML_MGLS3_052 | Plant and Bulbs | Bigonia rex |  |  | each
ML_MGLS3_053 | Plant and Bulbs | Brachycome |  |  | each
ML_MGLS3_054 | Plant and Bulbs | Calceolaria hybrid |  |  | each
ML_MGLS3_055 | Plant and Bulbs | Calendula |  |  | each
ML_MGLS3_056 | Plant and Bulbs | Chrysenthemum |  |  | each
ML_MGLS3_059 | Plant and Bulbs | Cineraria dwarf |  |  | each
ML_MGLS3_060 | Plant and Bulbs | Cineraria Hybrid dwarf |  |  | each
ML_MGLS3_061 | Plant and Bulbs | Cinereria |  |  | each
ML_MGLS3_062 | Plant and Bulbs | Clarkia |  |  | each
ML_MGLS3_063 | Plant and Bulbs | Clianthus |  |  | each
ML_MGLS3_064 | Plant and Bulbs | Coleus broad leaves |  |  | each
ML_MGLS3_066 | Plant and Bulbs | Cyclemen hybrid |  |  | each
ML_MGLS3_068 | Plant and Bulbs | Dahlia double kenya |  |  | each
ML_MGLS3_069 | Plant and Bulbs | Dahlia single |  |  | each
ML_MGLS3_070 | Plant and Bulbs | Daisy |  |  | each
ML_MGLS3_071 | Plant and Bulbs | Dianthus dwarf |  |  | each
ML_MGLS3_073 | Plant and Bulbs | Dianthus |  |  | each
ML_MGLS3_074 | Plant and Bulbs | Fressia hybrid |  |  | each
ML_MGLS3_075 | Plant and Bulbs | Gazania hybrid |  |  | each
ML_MGLS3_076 | Plant and Bulbs | Geranium double variety |  |  | each
ML_MGLS3_077 | Plant and Bulbs | Gerbera Hybrid |  |  | each
ML_MGLS3_078 | Plant and Bulbs | Helianthus |  |  | each
ML_MGLS3_079 | Plant and Bulbs | Impatiens |  |  | each
ML_MGLS3_080 | Plant and Bulbs | Marigold jaffri dwarf |  |  | each
ML_MGLS3_081 | Plant and Bulbs | Marigold jaffri orange/yellow/Russet colour |  |  | each
ML_MGLS3_082 | Plant and Bulbs | Marigold jaffri french orange/yellow/Russet colour |  |  | each
ML_MGLS3_083 | Plant and Bulbs | Kalanchoe Hybrid variety |  |  | each
ML_MGLS3_084 | Plant and Bulbs | Marigold(Tagetes) inca hybrid |  |  | each
ML_MGLS3_085 | Plant and Bulbs | Mimulus multi branching |  |  | each
ML_MGLS3_086 | Plant and Bulbs | Missbranthemum |  |  | each
ML_MGLS3_087 | Plant and Bulbs | Nemasia |  |  | each
ML_MGLS3_088 | Plant and Bulbs | Nasturtium |  |  | each
ML_MGLS3_089 | Plant and Bulbs | Ornamental Kale Hybrid |  |  | each
ML_MGLS3_090 | Plant and Bulbs | Pansy Hybrid Sakata |  |  | each
ML_MGLS3_093 | Plant and Bulbs | Petunia hybrid |  |  | each
ML_MGLS3_097 | Plant and Bulbs | Phlox |  |  | each
ML_MGLS3_098 | Plant and Bulbs | Poincettia Dwarf |  |  | each
ML_MGLS3_099 | Plant and Bulbs | Poincettia dwarf multi head |  |  | each
ML_MGLS3_100 | Plant and Bulbs | Primula Hybrid |  |  | each
ML_MGLS3_102 | Plant and Bulbs | Ranunculus Hybrid |  |  | each
ML_MGLS3_104 | Plant and Bulbs | Salvia dwarf |  |  | each
ML_MGLS3_105 | Plant and Bulbs | Salvia |  |  | each
ML_MGLS3_107 | Plant and Bulbs | Salvia red Hybrid dwarf |  |  | each
ML_MGLS3_109 | Plant and Bulbs | Star of Bethlem |  |  | each
ML_MGLS3_110 | Plant and Bulbs | Stock Double Blue non-branching |  |  | each
ML_MGLS3_111 | Plant and Bulbs | Stock double white colour dwarf |  |  | each
ML_MGLS3_112 | Plant and Bulbs | Stock single |  |  | each
ML_MGLS3_113 | Plant and Bulbs | Tulip Dutch hybrid |  |  | each
ML_MGLS3_114 | Plant and Bulbs | Verbina |  |  | each
ML_MGLS3_115 | Plant and Bulbs | Celosia |  |  | each
ML_MGLS3_116 | Plant and Bulbs | Cladium Hybrid |  |  | each
ML_MGLS3_117 | Plant and Bulbs | Cockscomb |  |  | each
ML_MGLS3_118 | Plant and Bulbs | Cosmos |  |  | each
ML_MGLS3_119 | Plant and Bulbs | Gaillardia double hybrid |  |  | each
ML_MGLS3_120 | Plant and Bulbs | Gamphrina |  |  | each
ML_MGLS3_121 | Plant and Bulbs | Kochia |  |  | each
ML_MGLS3_123 | Plant and Bulbs | Portulaka hybrid |  |  | each
ML_MGLS3_124 | Plant and Bulbs | Sunflower hybrid |  |  | each
ML_MGLS3_125 | Plant and Bulbs | Sunflower single |  |  | each
ML_MGLS3_126 | Plant and Bulbs | Tapioca variegated (Manihot esculenta) |  |  | each
ML_MGLS3_127 | Plant and Bulbs | Vinca |  |  | each
ML_MGLS3_129 | Plant and Bulbs | Vinca Hybrid |  |  | each
ML_MGLS3_130 | Plant and Bulbs | Zinnia hybrid |  |  | each
ML_MGLS3_131 | Plant and Bulbs | Budded Rose (H.T. variety) |  |  | each
ML_MGLS3_132 | Plant and Bulbs | Creeper Rose |  |  | each
ML_MGLS3_133 | Plant and Bulbs | Standard Rose (H.T. variety) |  |  | each
ML_MGLS3_134 | Plant and Bulbs | Allamanda cathartica |  |  | each
ML_MGLS3_135 | Plant and Bulbs | Allamanda violacea |  |  | each
ML_MGLS3_136 | Plant and Bulbs | Bignonia venusta (Golden shower) |  |  | each
ML_MGLS3_137 | Plant and Bulbs | Bougainvillea (Variety Butiana, Lady Mary Baring, Mahara,Mohan,Scarlet Queen, Varigata, Glabra Formosa, Peruviana Odissi, Partha, Subhra,Thimma, Spectabilis L.N Birla, Refulgens) |  |  | each
ML_MGLS3_138 | Plant and Bulbs | Clerodendrum splendens |  |  | each
ML_MGLS3_139 | Plant and Bulbs | Clerodendrum thompsonae |  |  | each
ML_MGLS3_140 | Plant and Bulbs | Ipomea purpurea (Morning glory) |  |  | each
ML_MGLS3_141 | Plant and Bulbs | Jasminum grandiflorum (chameli) |  |  | each
ML_MGLS3_142 | Plant and Bulbs | Jasminum humile (Yellow) |  |  | each
ML_MGLS3_143 | Plant and Bulbs | Passiflora caerulea (Rakhi bel) |  |  | each
ML_MGLS3_144 | Plant and Bulbs | Petrea volubilis |  |  | each
ML_MGLS3_145 | Plant and Bulbs | Quisqualis indica |  |  | each
ML_MGLS3_146 | Plant and Bulbs | Tecoma grandiflora |  |  | each
ML_MGLS3_147 | Plant and Bulbs | Vernonia elaegnifolia (curtain creeper) |  |  | each
ML_MGLS3_148 | Plant and Bulbs | Aglaonema Parrot |  |  | each
ML_MGLS3_149 | Plant and Bulbs | Aglaonema dove |  |  | each
ML_MGLS3_150 | Plant and Bulbs | Aglaonema Pseudo-bractatum |  |  | each
ML_MGLS3_151 | Plant and Bulbs | Aglaonema Snow-White hybrid |  |  | each
ML_MGLS3_152 | Plant and Bulbs | Aglaonema Silver Queen |  |  | each
ML_MGLS3_153 | Plant and Bulbs | Aglaonema ernesto |  |  | each
ML_MGLS3_154 | Plant and Bulbs | Aglaonema marentifolium |  |  | each
ML_MGLS3_155 | Plant and Bulbs | Aglaonema modestum |  |  | each
ML_MGLS3_156 | Plant and Bulbs | Aglaonema nitida |  |  | each
ML_MGLS3_157 | Plant and Bulbs | Araucaria cookie |  |  | each
ML_MGLS3_161 | Plant and Bulbs | Areca Palm |  |  | each
ML_MGLS3_166 | Plant and Bulbs | Brassia Variegated |  |  | each
ML_MGLS3_168 | Plant and Bulbs | Chamaedorea elegans palm |  |  | each
ML_MGLS3_169 | Plant and Bulbs | Croton Challanger |  |  | each
ML_MGLS3_170 | Plant and Bulbs | Croton baby golden |  |  | each
ML_MGLS3_171 | Plant and Bulbs | Croton Baby Golden Punctatumaureum |  |  | each
ML_MGLS3_172 | Plant and Bulbs | Croton Golden |  |  | each
ML_MGLS3_174 | Plant and Bulbs | Croton golden (Broad Leaves) |  |  | each
ML_MGLS3_176 | Plant and Bulbs | Croton Duck foot (Elite) |  |  | each
ML_MGLS3_178 | Plant and Bulbs | Croton petra Banglore |  |  | each
ML_MGLS3_179 | Plant and Bulbs | Croton petra plant |  |  | each
ML_MGLS3_180 | Plant and Bulbs | Croton petra Bangalore |  |  | each
ML_MGLS3_181 | Plant and Bulbs | Speciman Croton petra Banglore |  |  | each
ML_MGLS3_182 | Plant and Bulbs | Diffenbachia Tropic-snow |  |  | each
ML_MGLS3_183 | Plant and Bulbs | Diffenbachia mosaic |  |  | each
ML_MGLS3_184 | Plant and Bulbs | Dieffenbachia meaclata |  |  | each
ML_MGLS3_185 | Plant and Bulbs | Dracaena Song of India |  |  | each
ML_MGLS3_187 | Plant and Bulbs | Draceana Song of India Green |  |  | each
ML_MGLS3_188 | Plant and Bulbs | Dracaena Song of India variegated |  |  | each
ML_MGLS3_189 | Plant and Bulbs | Dracaena Kedarnath |  |  | each
ML_MGLS3_190 | Plant and Bulbs | Dracaena margineta |  |  | each
ML_MGLS3_192 | Plant and Bulbs | Dracaena rosea |  |  | each
ML_MGLS3_193 | Plant and Bulbs | Dracaena victoria |  |  | each
ML_MGLS3_194 | Plant and Bulbs | Dracaena fragrans”Massangeana" |  |  | each
ML_MGLS3_195 | Plant and Bulbs | Draceana waranickii |  |  | each
ML_MGLS3_196 | Plant and Bulbs | Livistona palm |  |  | each
ML_MGLS3_198 | Plant and Bulbs | Monestaria |  |  | each
ML_MGLS3_199 | Plant and Bulbs | Money Plant Broad Leaves |  |  | each
ML_MGLS3_201 | Plant and Bulbs | Money Plant Golden leaves |  |  | each
ML_MGLS3_202 | Plant and Bulbs | Philodendron Burgundy |  |  | each
ML_MGLS3_203 | Plant and Bulbs | Philodendron emrald red colour |  |  | each
ML_MGLS3_204 | Plant and Bulbs | Philodendron Envy |  |  | each
ML_MGLS3_205 | Plant and Bulbs | Philodendron Oxicodium |  |  | each
ML_MGLS3_206 | Plant and Bulbs | Philodendron Oxicodium Golden Colour |  |  | each
ML_MGLS3_209 | Plant and Bulbs | Philodendron sellum |  |  | each
ML_MGLS3_211 | Plant and Bulbs | Philodendron ceylon gold |  |  | each
ML_MGLS3_212 | Plant and Bulbs | Philodendron Xanadoo |  |  | each
ML_MGLS3_213 | Plant and Bulbs | Philodendron moonlight |  |  | each
ML_MGLS3_214 | Plant and Bulbs | Phoenix palm |  |  | each
ML_MGLS3_219 | Plant and Bulbs | cephortia Palm |  |  | each
ML_MGLS3_222 | Plant and Bulbs | Sanchezia nobilis |  |  | each
ML_MGLS3_223 | Plant and Bulbs | Schefflera high colour |  |  | each
ML_MGLS3_225 | Plant and Bulbs | Schefflera Green |  |  | each
ML_MGLS3_226 | Plant and Bulbs | Schieflera Variegated |  |  | each
ML_MGLS3_227 | Plant and Bulbs | Syngonium golden |  |  | each
ML_MGLS3_228 | Plant and Bulbs | Syngonium Variegated |  |  | each
ML_MGLS4_001 | Shrubs | Bauhinia acuminata |  |  | each
ML_MGLS4_002 | Shrubs | Bauhinia tomentosa (yellow) |  |  | each
ML_MGLS4_003 | Shrubs | Beloperone species |  |  | each
ML_MGLS4_004 | Shrubs | Caesalpinia pulcherrima species |  |  | each
ML_MGLS4_005 | Shrubs | Calliandra, emarginata |  |  | each
ML_MGLS4_006 | Shrubs | Calliandra hybrida |  |  | each
ML_MGLS4_008 | Shrubs | Cassia biflora |  |  | each
ML_MGLS4_011 | Shrubs | Cassia laevigata |  |  | each
ML_MGLS4_013 | Shrubs | Cestrum nocturnum (Raat ki Rani) |  |  | each
ML_MGLS4_014 | Shrubs | Dombeya mastersii |  |  | each
ML_MGLS4_015 | Shrubs | Euphorbia caracasana (bronze colour leaves) |  |  | each
ML_MGLS4_016 | Shrubs | Euphorbia caracasana (bronze colour) |  |  | each
ML_MGLS4_017 | Shrubs | Euphorbia caracasana |  |  | each
ML_MGLS4_018 | Shrubs | Euphorbia pulcherrima (dark red double bracts) |  |  | each
ML_MGLS4_019 | Shrubs | Euphorbia pulcherrima (dark red) |  |  | each
ML_MGLS4_020 | Shrubs | Excoecaria bicolor |  |  | each
ML_MGLS4_021 | Shrubs | Ficus blackii (F.vivion) |  |  | each
ML_MGLS4_022 | Shrubs | Ficus blackii (F.vivion) (bushy) |  |  | each
ML_MGLS4_023 | Shrubs | Ficus reginold |  |  | each
ML_MGLS4_024 | Shrubs | Ficus panda |  |  | each
ML_MGLS4_028 | Shrubs | Gardenia jasminoides |  |  | each
ML_MGLS4_029 | Shrubs | Hamelia patens |  |  | each
ML_MGLS4_032 | Shrubs | Hamelia patens (Dwarf ) |  |  | each
ML_MGLS4_033 | Shrubs | Hibiscus rosasinensis |  |  | each
ML_MGLS4_036 | Shrubs | Hibiscus variegated |  |  | each
ML_MGLS4_039 | Shrubs | Jatropha multifida (red colour) |  |  | each
ML_MGLS4_041 | Shrubs | Largerstroemia indica |  |  | each
ML_MGLS4_043 | Shrubs | Malpighia coccigera |  |  | each
ML_MGLS4_044 | Shrubs | Murraya exotica |  |  | each
ML_MGLS4_045 | Shrubs | Murraya Koenigii spreng |  |  | each
ML_MGLS4_046 | Shrubs | Mussaenda erythrophylla |  |  | each
ML_MGLS4_047 | Shrubs | Nerium oleander (kaner) |  |  | each
ML_MGLS4_049 | Shrubs | Nerium oleander (kaner) dwarf |  |  | each
ML_MGLS4_050 | Shrubs | Nerium oleander variegated |  |  | each
ML_MGLS4_052 | Shrubs | Nyctanthes arbor-tristis (Hasingar) |  |  | each
ML_MGLS4_053 | Shrubs | Plumbego capensis |  |  | each
ML_MGLS4_054 | Shrubs | Putranjiva roxburghii |  |  | each
ML_MGLS4_055 | Shrubs | Putranjiva roxburghii |  |  | each
ML_MGLS4_056 | Shrubs | Tabernaemontana coronaria |  |  | each
ML_MGLS4_057 | Shrubs | Tabernaemontana coronaria |  |  | each
ML_MGLS4_058 | Shrubs | Tabernaemontana coronaria |  |  | each
ML_MGLS4_059 | Shrubs | Tabernaemontana coronaria |  |  | each
ML_MGLS4_062 | Shrubs | Tabernaemontana divaricata |  |  | each
ML_MGLS4_063 | Shrubs | Tabernaemontana divaricata |  |  | each
ML_MGLS4_065 | Shrubs | Tecoma gaudichaudi |  |  | each
ML_MGLS4_068 | Shrubs | Tecoma stans |  |  | each
ML_MGLS4_071 | Shrubs | Thevetia nerifolia |  |  | each
ML_MGLS5_001 | Synthetic Grass | Synthetic grass pile ht. 20mm |  |  | sqm
ML_MGLS5_002 | Synthetic Grass | Synthetic grass pile ht. 25mm |  |  | sqm
ML_MGLS6_001 | Pergola | Teak Wood Pergola |  |  | sqm
ML_MGLS6_002 | Pergola | PVC Pergola |  |  | sqm
ML_MGLS6_003 | Pergola | Fiber glass Pergola |  |  | sqm
ML_MGLS7_001 | Fountain | External Fountain |  |  | nos
ML_MGLS8_001 | Bamboo | Bamboo 25mm average dia 2.5 mtr. Long |  |  | nos
ML_MGLS9_001 | RCC Pillar | RCC standard Post |  |  | nos
ML_MGLS10_001 | Barbed wire | Galvanised steel barbed wire |  |  | kg
ML_MGLS11_001 | G.I Fittings for fencing | Galvanised steel turn buckles |  |  | nos
ML_MGLS12_001 | Soil | Sweet Earth |  |  | cum
ML_MGLS13_001 | Peat | Agro peat |  |  | kg
ML_MGLS13_002 | Peat | Vermiculite |  |  | kg
ML_MGLS13_003 | Peat | Charcoal Peat |  |  | kg
ML_MGLS14_001 | Manure | Manure |  |  | kg
ML_MGLS15_001 | Brick bats & Crush | Brick bats & Crush |  |  | cum
ML_MGLS16_001 | Root Barrier/Edge | HDPE Root barrier/Edge_0.7mm thick |  |  | sqm
ML_MGLS17_001 | Fabric | Geotextile Fabric |  |  | sqm
ML_MGLS18_001 | Drain Cell | Geo Drain cell 20mm |  |  | sqm
ML_MGLS18_002 | Drain Cell | Geo Drain cell 30mm |  |  | sqm
ML_MGLS19_001 | Seedings | Alyssum |  |  | per tray
ML_MGLS19_002 | Seedings | Antirrhinum dwarf |  |  | per tray
ML_MGLS19_003 | Seedings | Aster dwarf |  |  | per tray
ML_MGLS19_005 | Seedings | Calendula double |  |  | per tray
ML_MGLS19_006 | Seedings | Carnation (double) Dutch |  |  | per tray
ML_MGLS19_007 | Seedings | Carnation (double) Lilyput |  |  | per tray
ML_MGLS19_008 | Seedings | Carnation hybrid |  |  | per tray
ML_MGLS19_009 | Seedings | Chrysanthemum double |  |  | per tray
ML_MGLS19_010 | Seedings | Cineraria |  |  | per tray
ML_MGLS19_011 | Seedings | Cineraria dwarf hybrid |  |  | per tray
ML_MGLS19_012 | Seedings | Clarkia hybrid |  |  | per tray
ML_MGLS19_013 | Seedings | Cosmos hybrid |  |  | per tray
ML_MGLS19_014 | Seedings | Dahlia double |  |  | per tray
ML_MGLS19_015 | Seedings | Daisy hybrid |  |  | per tray
ML_MGLS19_016 | Seedings | Dianthus hybrid |  |  | per tray
ML_MGLS19_018 | Seedings | Gerbera hybrid double |  |  | per tray
ML_MGLS19_019 | Seedings | Lupin hybrid |  |  | per tray
ML_MGLS19_020 | Seedings | Marigold French Hybrid dwarf |  |  | per tray
ML_MGLS19_021 | Seedings | Marigold inca hybrid |  |  | per tray
ML_MGLS19_022 | Seedings | Nasturtium |  |  | per tray
ML_MGLS19_023 | Seedings | Nemesia hybrid |  |  | per tray
ML_MGLS19_024 | Seedings | Pansy Hybrid |  |  | per tray
ML_MGLS19_025 | Seedings | Petunia hybrid |  |  | per tray
ML_MGLS19_026 | Seedings | Phlox mix colour hybrid |  |  | per tray
ML_MGLS19_027 | Seedings | Poppy double |  |  | per tray
ML_MGLS19_028 | Seedings | Salvia |  |  | per tray
ML_MGLS19_029 | Seedings | Salvia Hybrid different colour |  |  | per tray
ML_MGLS19_030 | Seedings | Stock double |  |  | per tray
ML_MGLS19_031 | Seedings | Verbena hybrid |  |  | per tray
ML_MGLS19_032 | Seedings | Balsum seedling |  |  | per tray
ML_MGLS19_033 | Seedings | Celosia argentea & Celosia cristata Hybrid |  |  | per tray
ML_MGLS19_034 | Seedings | Gaillardia Double |  |  | per tray
ML_MGLS19_035 | Seedings | Gomphrena |  |  | per tray
ML_MGLS19_037 | Seedings | Portulaca hybrid |  |  | per tray
ML_MGLS19_038 | Seedings | Sunflower Dwarf |  |  | per tray
ML_MGLS19_039 | Seedings | Vinca Hybrid |  |  | per tray
ML_MGLS20_001 | Trees | Acacia auriculiformis |  |  | each
ML_MGLS20_002 | Trees | Adansonia digitata (kalp vricksh) |  |  | each
ML_MGLS20_003 | Trees | Albizzia lebbek |  |  | each
ML_MGLS20_004 | Trees | Alstonia scholaris |  |  | each
ML_MGLS20_005 | Trees | Azadirachta indica ( Neem ) |  |  | each
ML_MGLS20_006 | Trees | Bassia latifolia (Mahua) |  |  | each
ML_MGLS20_007 | Trees | Bauhinia blakeana (Kachnar) |  |  | each
ML_MGLS20_008 | Trees | Bauhinia purpurea (Kachnar) |  |  | each
ML_MGLS20_009 | Trees | Bombax ceiba |  |  | each
ML_MGLS20_010 | Trees | Bottle palm |  |  | each
ML_MGLS20_013 | Trees | Butea frondosa (Flame of Forest) |  |  | each
ML_MGLS20_014 | Trees | Callistemon lanceolatus |  |  | each
ML_MGLS20_015 | Trees | Casuarina equisetifolia |  |  | each
ML_MGLS20_016 | Trees | Cassia fistula |  |  | each
ML_MGLS20_017 | Trees | Cassia siamea |  |  | each
ML_MGLS20_018 | Trees | Cassia javanica |  |  | each
ML_MGLS20_019 | Trees | Cassia nodosa |  |  | each
ML_MGLS20_020 | Trees | Ceiba pentandra |  |  | each
ML_MGLS20_021 | Trees | Chorisia speciosa |  |  | each
ML_MGLS20_022 | Trees | Chukrassia tabularis |  |  | each
ML_MGLS20_023 | Trees | Dalbergia sissoo (Seasam) |  |  | each
ML_MGLS20_024 | Trees | Delonix regia (Gulmohar) |  |  | each
ML_MGLS20_025 | Trees | Erythrina indica plant |  |  | each
ML_MGLS20_026 | Trees | Ficus benjamina (green) |  |  | each
ML_MGLS20_027 | Trees | Ficus benjamina (green) |  |  | each
ML_MGLS20_028 | Trees | Ficus bengalensis (Bargad) |  |  | each
ML_MGLS20_029 | Trees | Ficus bengalensis (varigated) |  |  | each
ML_MGLS20_030 | Trees | Ficus bengalensis krishna |  |  | each
ML_MGLS20_031 | Trees | Ficus elastica Decora (Rubber plant) |  |  | each
ML_MGLS20_032 | Trees | Ficus infectoria (Pilkhan) |  |  | each
ML_MGLS20_033 | Trees | Ficus Iyrata |  |  | each
ML_MGLS20_035 | Trees | Ficus nuda |  |  | each
ML_MGLS20_036 | Trees | Ficus religiosa (Peepal) |  |  | each
ML_MGLS20_037 | Trees | Ficus retusa |  |  | each
ML_MGLS20_038 | Trees | Ficus shiela |  |  | each
ML_MGLS20_039 | Trees | Fishtail palm |  |  | each
ML_MGLS20_045 | Trees | Grevillea robusta (Silver Oak) |  |  | each
ML_MGLS20_046 | Trees | Heterophragma adenophyllum (Marore fali) |  |  | each
ML_MGLS20_047 | Trees | Ingla dulcis (Jungle Jalebi) |  |  | each
ML_MGLS20_048 | Trees | Jacaranda mimosifolia |  |  | each
ML_MGLS20_049 | Trees | Kigelia pinnata |  |  | each
ML_MGLS20_050 | Trees | Lagerstroemia flosreginae |  |  | each
ML_MGLS20_051 | Trees | Lagerstroemia thorelli |  |  | each
ML_MGLS20_052 | Trees | Magnolia grandiflora |  |  | each
ML_MGLS20_053 | Trees | Mangifera indica (Mango-grafted ) |  |  | each
ML_MGLS20_054 | Trees | Melia azedarach |  |  | each
ML_MGLS20_055 | Trees | Michelia champa (Golden Champa) |  |  | each
ML_MGLS20_056 | Trees | Milletia ovalifolia |  |  | each
ML_MGLS20_057 | Trees | Millingtonia hortensis |  |  | each
ML_MGLS20_058 | Trees | Mimusops elengi (Maulsri) |  |  | each
ML_MGLS20_060 | Trees | Nauclea cadamba (Kadam) |  |  | each
ML_MGLS20_061 | Trees | Parkinsonia species |  |  | each
ML_MGLS20_062 | Trees | Peltophorum species |  |  | each
ML_MGLS20_063 | Trees | Phoenix sylvestris Roxb |  |  | each
ML_MGLS20_064 | Trees | Phyllanthus emblica (Amla) |  |  | each
ML_MGLS20_065 | Trees | Pinus longifolia (Pinus) |  |  | each
ML_MGLS20_066 | Trees | Pithecellobium dulce (Jungle Jalebi) |  |  | each
ML_MGLS20_067 | Trees | Plumeria acutifolia plant of height |  |  | each
ML_MGLS20_068 | Trees | Plumeria acutifolia plant of height |  |  | each
ML_MGLS20_069 | Trees | Plumeria alba plant of height |  |  | each
ML_MGLS20_071 | Trees | Plumeria alba dwarf plant dwarf of height |  |  | each
ML_MGLS20_072 | Trees | Plumeria rubra plant of height |  |  | each
ML_MGLS20_073 | Trees | Pongamia glabra (Papri)plant of height |  |  | each
ML_MGLS20_074 | Trees | Polyalthia longifolia (Ashok) |  |  | each
ML_MGLS20_075 | Trees | Polyalthia longifolia (Ashok) |  |  | each
ML_MGLS20_076 | Trees | Polyalthia pendula (Ashok Pendula) |  |  | each
ML_MGLS20_078 | Trees | Pterospermum acerifolium |  |  | each
ML_MGLS20_079 | Trees | Putranjiva roxburghii |  |  | each
ML_MGLS20_080 | Trees | Saraca indica (Sita Ashok) |  |  | each
ML_MGLS20_081 | Trees | Schleichera trijuga (Kusum) |  |  | each
ML_MGLS20_082 | Trees | Spathodea campanulata |  |  | each
ML_MGLS20_083 | Trees | Eugenia jambolana (Jamun |  |  | each
ML_MGLS20_084 | Trees | Tabebuia sp. plant |  |  | each
ML_MGLS20_085 | Trees | Tamarindus indica (Imli) |  |  | each
ML_MGLS20_086 | Trees | Tecoma argentea |  |  | each
ML_MGLS20_087 | Trees | Tectona grandis (Teak) |  |  | each
ML_MGLS20_088 | Trees | Terminalia arjuna |  |  | each
ML_MGLS20_089 | Trees | Washingtonia filifea |  |  | each
ML_MGLS21_001 | Grass | Mexican Grass Turf |  |  | sqm
ML_MGLS21_002 | Grass | Doob/Bermuda Grass Turf |  |  | sqm
ML_MGLS21_003 | Grass | Nilgiri Grass Turf |  |  | sqm
ML_MGCS104_001 | Pavers | Pavers Blocks |  |  | sqm
ML_MGCS104_002 | Pavers | Interlocking CC Paver M-30 grade 60mm thk. |  |  | sqm
ML_MGCS104_003 | Pavers | Interlocking CC Paver M-30 grade 80mm thk. |  |  | sqm
ML_MGCS104_004 | Pavers | Interlocking CC Paver M-30 grade 100mm thk. |  |  | sqm
ML_MGCS104_005 | Pavers | Interlocking CC Paver M-40 grade 60mm thk. |  |  | sqm
ML_MGCS104_006 | Pavers | Interlocking CC Paver M-40 grade 80mm thk. |  |  | sqm
ML_MGCS104_007 | Pavers | Interlocking CC Paver M-40 grade 100mm thk. |  |  | sqm
ML_MGCS104_008 | Pavers | Interlocking CC Paver M-50 grade 60mm thk. |  |  | sqm
ML_MGCS104_009 | Pavers | Interlocking CC Paver M-50 grade 80mm thk. |  |  | sqm
ML_MGCS104_010 | Pavers | Interlocking CC Paver M-50 grade 100mm thk. |  |  | sqm
ML_MGCS104_011 | Pavers | Interlocking CC Paver M-35 grade 60mm thk. |  |  | sqm
ML_MGCS104_012 | Pavers | Interlocking CC Paver M-35 grade 80mm thk. |  |  | sqm
ML_MGCS104_013 | Pavers | 200X200X40 CC Pavers |  |  | sqm
ML_MGCS104_014 | Pavers | Roof Ballast Pavers - M 25; 40 mm thick |  |  | sqm
ML_MGCS104_015 | Pavers | Roof Ballast Pavers - M 25; 50 mm thick |  |  | sqm
ML_MGCS104_016 | Pavers | Roof Ballast Pavers - M 25; 60 mm thick |  |  | sqm
ML_MGCS104_017 | Pavers | Roof Ballast Pavers - M 25; 70 mm thick |  |  | sqm

## Construction Equipments
Material Code | Material Category | Material Name | Alias | Description | Unit | Quantity | GST | BASE Price
ML_MGEQ0001_001 | Batching Plant | Mini Mobile Concrete Batching Plant |  |  | Nos
ML_MGEQ0001_002 | Batching Plant | Batching Plant 30cum/hr |  |  | Nos
ML_MGEQ0001_003 | Batching Plant | Batching Plant 60cum/hr |  |  | Nos
ML_MGEQ0001_004 | Batching Plant | Batching Plant 90cum/hr |  |  | Nos
ML_MGEQ0001_005 | Batching Plant | Batching Plant 120cum/hr |  |  | Nos
ML_MGEQ0001_006 | Batching Plant | Mobile Pan Mixer |  |  | Nos
ML_MGEQ0001_007 | Batching Plant | Drum Type Concrete Mixing Plant |  |  | Nos
ML_MGEQ0001_008 | Batching Plant | Concrete Pan Mxier |  |  | Nos
ML_MGEQ0001_009 | Batching Plant | Twin Swaft Concrete Mixer |  |  | Nos
ML_MGEQ0001_010 | Batching Plant | Concrete Silo |  |  | Nos
ML_MGEQ0001_011 | Batching Plant | Semi Automatic Concrete Batching Plant |  |  | Nos
ML_MGEQ0001_012 | Batching Plant | Fully Automatic Concrete Batching Plant |  |  | Nos
ML_MGEQ0002_001 | Concrete Equipment | Needle Vibrator 40mm Electric |  |  | Nos
ML_MGEQ0002_002 | Concrete Equipment | Needle Vibrator 40mm Diesel |  |  | Nos
ML_MGEQ0002_003 | Concrete Equipment | Concrete Cube Mould |  |  | Nos
ML_MGEQ0002_004 | Concrete Equipment | Concrete Cylinder Mould |  |  | Nos
ML_MGEQ0002_005 | Concrete Equipment | Slump Cone |  |  | Nos
ML_MGEQ0002_006 | Concrete Equipment | Concrete Pump |  |  | Nos
ML_MGEQ0002_007 | Concrete Equipment | Boom Placer |  |  | Nos
ML_MGEQ0002_008 | Concrete Equipment | Transit Mixer 5 cum Nominal filling |  |  | Nos
ML_MGEQ0002_009 | Concrete Equipment | Transit Mixer 6 cum Nominal filling |  |  | Nos
ML_MGEQ0002_010 | Concrete Equipment | Transit Mixer 7 cum Nominal filling |  |  | Nos
ML_MGEQ0002_011 | Concrete Equipment | Transit Mixer 8 cum Nominal filling |  |  | Nos
ML_MGEQ0002_012 | Concrete Equipment | Compression Testing Machine |  |  | Nos
ML_MGEQ0002_013 | Concrete Equipment | Concrete Conveyor |  |  | Nos
ML_MGEQ0002_014 | Concrete Equipment | Concrete Cutting Machine |  |  | Nos
ML_MGEQ0002_015 | Concrete Equipment | Concrete Grinder |  |  | Nos
ML_MGEQ0002_016 | Concrete Equipment | Shortcrete Pump |  |  | Nos
ML_MGEQ0002_017 | Concrete Equipment | Shovel |  |  | Nos
ML_MGEQ0002_018 | Concrete Equipment | Groover Cutter |  |  | Nos
ML_MGEQ0002_019 | Concrete Equipment | Plate Compactor |  |  | Nos
ML_MGEQ0002_020 | Concrete Equipment | Plate Vibrator |  |  | Nos
ML_MGEQ0002_021 | Concrete Equipment | Table Vibrator |  |  | Nos
ML_MGEQ0002_022 | Concrete Equipment | Drilling Machine |  |  | Nos
ML_MGEQ0002_023 | Concrete Equipment | Trovel |  |  | Nos
ML_MGEQ0002_024 | Concrete Equipment | Concrete Moisture Meter |  |  | Nos
ML_MGEQ0002_025 | Concrete Equipment | Concrete Canal Paver |  |  | Nos
ML_MGEQ0002_026 | Concrete Equipment | Concrete Pump Pipe DI Straight |  |  | Nos
ML_MGEQ0002_027 | Concrete Equipment | Concrete Pump Pipe DI Bend |  |  | Nos
ML_MGEQ0002_028 | Concrete Equipment | Screed Vibrator |  |  | Nos
ML_MGEQ0002_029 | Concrete Equipment | Demoition Breaker |  |  | Nos
ML_MGEQ0002_030 | Concrete Equipment | Pointed chisel 280mm |  |  | Nos
ML_MGEQ0002_031 | Concrete Equipment | Pointed chisel 450mm |  |  | Nos
ML_MGEQ0003_001 | Reinforcement Eqipment | Bar Bending Machine |  |  | Nos
ML_MGEQ0003_002 | Reinforcement Eqipment | Bar Shearing Machine |  |  | Nos
ML_MGEQ0003_003 | Reinforcement Eqipment | Bar Cutting Blade |  |  | Nos
ML_MGEQ0003_004 | Reinforcement Eqipment | CNC Machine for Stirrup |  |  | Nos
ML_MGEQ0003_005 | Reinforcement Eqipment | Hand Rebar Cutter |  |  | Nos
ML_MGEQ0003_006 | Reinforcement Eqipment | Rebar Tying Machine |  |  | Nos
ML_MGEQ0003_007 | Reinforcement Eqipment | Rebar Tying Hook |  |  | Nos
ML_MGEQ0003_008 | Reinforcement Eqipment | Wire brush |  |  | Nos
ML_MGEQ0003_009 | Reinforcement Eqipment | Rebar Cutting Wheel |  |  | Nos
ML_MGEQ0003_010 | Reinforcement Eqipment | Welding Machine |  |  | Nos
ML_MGEQ0003_011 | Reinforcement Eqipment | Welding Rod |  |  | Nos
ML_MGEQ0004_001 | Formwork Equipment | Wood Planner |  |  | Nos
ML_MGEQ0004_002 | Formwork Equipment | Circular Saw |  |  | Nos
ML_MGEQ0004_003 | Formwork Equipment | PVC Mallet |  |  | Nos
ML_MGEQ0004_004 | Formwork Equipment | Laminate Saw Blade |  |  | Nos
ML_MGEQ0004_005 | Formwork Equipment | Electric Screwdriver |  |  | Nos
ML_MGEQ0004_006 | Formwork Equipment | Claw Hammer |  |  | Nos
ML_MGEQ0004_007 | Formwork Equipment | Club Hammer |  |  | Nos
ML_MGEQ0004_008 | Formwork Equipment | Ball Peen Hammer |  |  | Nos
ML_MGEQ0004_009 | Formwork Equipment | Rubber Mallet |  |  | Nos
ML_MGEQ0004_010 | Formwork Equipment | Shuttering Vibrator |  |  | Nos
ML_MGEQ0004_011 | Formwork Equipment | Plumb Bob |  |  | Nos
ML_MGEQ0004_012 | Formwork Equipment | Plumb Rule |  |  | Nos
ML_MGEQ0004_013 | Formwork Equipment | Spirit Level |  |  | Nos
ML_MGEQ0004_014 | Formwork Equipment | Hand Saw |  |  | Nos
ML_MGEQ0004_015 | Formwork Equipment | Jack Plane |  |  | Nos
ML_MGEQ0004_016 | Formwork Equipment | Cotton Line rope |  |  | Nos
ML_MGEQ0004_017 | Formwork Equipment | Air Pressure Pump |  |  | Nos
ML_MGEQ0004_018 | Formwork Equipment | Vaccum Cleaner |  |  | Nos
ML_MGEQ0005_001 | Survey Equipments | 5m measuring tape |  |  | Nos
ML_MGEQ0005_002 | Survey Equipments | 15m measuring tape |  |  | Nos
ML_MGEQ0005_003 | Survey Equipments | 30m measuring tape |  |  | Nos
ML_MGEQ0005_004 | Survey Equipments | Digital measuring tape |  |  | Nos
ML_MGEQ0005_005 | Survey Equipments | Total Station |  |  | Nos
ML_MGEQ0005_006 | Survey Equipments | Dumpy Level |  |  | Nos
ML_MGEQ0005_007 | Survey Equipments | Prism |  |  | Nos
ML_MGEQ0005_008 | Survey Equipments | Automatic Level |  |  | Nos
ML_MGEQ0005_009 | Survey Equipments | Staff |  |  | Nos
ML_MGEQ0005_010 | Survey Equipments | Ranging Rods |  |  | Nos
ML_MGEQ0005_011 | Survey Equipments | Pegs |  |  | Nos
ML_MGEQ0005_012 | Survey Equipments | Laser Meter |  |  | Nos
ML_MGEQ0005_013 | Survey Equipments | Measuring wheel |  |  | Nos
ML_MGEQ0006_001 | Lifting and Transporting | Wheel Barrow |  |  | Nos
ML_MGEQ0006_002 | Lifting and Transporting | Dumper |  |  | Nos
ML_MGEQ0006_003 | Lifting and Transporting | Tipper |  |  | Nos
ML_MGEQ0006_004 | Lifting and Transporting | Tower Crane |  |  | Nos
ML_MGEQ0006_005 | Lifting and Transporting | Derrick Crane |  |  | Nos
ML_MGEQ0006_006 | Lifting and Transporting | Mobile Crane |  |  | Nos
ML_MGEQ0006_007 | Lifting and Transporting | Multifunctional Hoist |  |  | Nos
ML_MGEQ0006_008 | Lifting and Transporting | Iron Tasla |  |  | Nos
ML_MGEQ0006_009 | Lifting and Transporting | Iron Bucket |  |  | Nos
ML_MGEQ0006_010 | Lifting and Transporting | Monkey Hoist |  |  | Nos
ML_MGEQ0006_011 | Lifting and Transporting | Fixed Hoist |  |  | Nos
ML_MGEQ0006_012 | Lifting and Transporting | Concrete Bucket |  |  | Nos
ML_MGEQ0006_013 | Lifting and Transporting | Wheel Trolley |  |  | Nos
ML_MGEQ0006_014 | Lifting and Transporting | Backhoe loader |  |  | Nos
ML_MGEQ0006_015 | Lifting and Transporting | Forklift |  |  | Nos
ML_MGEQ0006_016 | Lifting and Transporting | Truck mounted crane |  |  | Nos
ML_MGEQ0006_017 | Lifting and Transporting | Pick and Carry Crane (Hydra) |  |  | Nos
ML_MGEQ0006_018 | Lifting and Transporting | Crawler Crane |  |  | Nos
ML_MGEQ0006_019 | Lifting and Transporting | Tractor |  |  | Nos
ML_MGEQ0006_020 | Lifting and Transporting | Wheeled Loader |  |  | Nos
ML_MGEQ0006_021 | Lifting and Transporting | Pallet Truck |  |  | Nos
ML_MGEQ0006_022 | Lifting and Transporting | Dozer |  |  | Nos
ML_MGEQ0006_023 | Lifting and Transporting | Passenger Hoist |  |  | Nos
ML_MGEQ0006_024 | Lifting and Transporting | Elevator |  |  | Nos
ML_MGEQ0006_025 | Lifting and Transporting | Escalator |  |  | Nos